## parms
| Value | Comment (default values)
Project_str
Project_ID_str
Deployment_str
Site_ID_str
SensorID_str | 404
SensorType_str | Rockhopper
HYD_file_str | RH-HYD-1109001.txt
PA_file_str | RH-PA-VER2-001.txt
ADC_file_str | RH-ADC-VER3-001.txt
MSP_file_str | RH-MSP-001.txt |  | What is this, I don’t have a gain curve for this ?
Gain(dB) | 0
sampleRate | 197368
BitDepth | 24 | default = 24
Ref Pressure (uPa) | 1 | default = 1
Lat |  | default = 0
Long |  | default = 0
Sensor_Depth_meters |  | default = 0
Floor_Depth |  | default = 0 | ? Do we need floor depth?
Duty_on_sec
Duty_off_sec
Rec_Start_Date
Rec_Start_time |  | default = 0
Rec_End_Time |  | default = 0
Drop_Date
Drop_Time
Drop_Zone
Retrieval_Date
On_Deck_Time
Retrieval_TimeZone
Discnnect_CT_Date
Discnnect_Time
ShutDown_TimeZone
FullScale1 | 1 | default = 1
FullScale2 | -1 | default = -1
AD_Sensitivity | 0.00029802
SystemGain | 0 | default - 0
TotalSensDB | -176

## Hydrophone
Frequency [Hz] | Amplification [dB] | Sensitivity | -176.44 | dB re 1V/uPa
1 | -34
2 | -28
5 | -20
10 | -14
20 | -8.6
50 | -3
100 | -1
200 | 0
1000 | 0.16441
1030 | 0.14143
1060 | 0.13911
1090 | 0.33794
1120 | 0.23288
1150 | 0.25133
1180 | 0.34096
1220 | 0.35248
1250 | 0.50335
1280 | 0.48982
1320 | 0.44713
1360 | 0.51111
1400 | 0.44172
1450 | 0.53079
1500 | 0.48322
1550 | 0.40493
1600 | 0.48568
1650 | 0.43949
1700 | 0.45328
1750 | 0.41735
1800 | 0.38176
1850 | 0.35833
1900 | 0.36157
1950 | 0.34133
2000 | 0.34646
2060 | 0.39174
2120 | 0.37684
2180 | 0.39373
2240 | 0.35398
2300 | 0.36506
2360 | 0.39399
2430 | 0.36294
2500 | 0.37557
2580 | 0.42251
2650 | 0.39959
2720 | 0.41728
2800 | 0.25618
2900 | 0.27757
3000 | 0.26611
3070 | 0.25676
3150 | 0.27902
3250 | 0.31181
3350 | 0.34908
3450 | 0.321
3550 | 0.31686
3650 | 0.28238
3750 | 0.25616
3870 | 0.21387
4000 | 0.22096
4120 | 0.17573
4250 | 0.15256
4370 | 0.1299
4500 | 0.10356
4620 | 0.053645
4750 | 0.038689
4870 | -0.004009
5000 | 0.00176
5150 | -0.006847
5300 | -0.019996
5450 | -0.041507
5600 | -0.095902
5800 | -0.13628
6000 | -0.11181
6150 | -0.10722
6300 | -0.11115
6500 | -0.18365
6700 | -0.28022
6900 | -0.33353
7100 | -0.30709
7300 | -0.31383
7500 | -0.32729
7750 | -0.37527
8000 | -0.41942
8250 | -0.49675
8500 | -0.63082
8750 | -0.79804
9000 | -0.93203
9250 | -1.0238
9500 | -1.1113
9750 | -1.1615
10000 | -1.173
10300 | -1.1911
10600 | -1.2564
10900 | -1.3437
11200 | -1.458
11500 | -1.609
11800 | -1.665
12200 | -1.6657
12500 | -1.6102
12800 | -1.5758
13200 | -1.5183
13600 | -1.5269
14000 | -1.5296
14500 | -1.5459
15000 | -1.3923
15500 | -1.258
16000 | -1.0516
16500 | -0.98586
17000 | -0.91692
17500 | -0.75806
18000 | -0.5626
18500 | -0.50683
19000 | -0.41745
19500 | -0.58762
20000 | -0.92016
20600 | -1.5303
21200 | -2.3449
21800 | -3.1426
22400 | -3.7502
23000 | -4.1424
23600 | -4.1902
24300 | -3.9061
25000 | -3.4702
25800 | -2.9401
26500 | -2.4326
27200 | -1.8501
28000 | -1.0847
29000 | 0
30000 | 0.88326
30700 | 1.1842
31500 | 1.2266
32500 | 0.94686
33500 | 0.62091
34500 | 0.5311
35500 | 0.58885
36500 | 0.74437
37500 | 0.56054
38700 | -0.038034
40000 | -1.1001
41200 | -2.137
42500 | -2.8909
43700 | -2.9147
45000 | -2.0836
46200 | -0.9969
47500 | 0.058189
48700 | 0.76865
50000 | 1.232
51500 | 1.4877
53000 | 1.7643
54500 | 2.2561
56000 | 2.5206
58000 | 1.8815
60000 | 0.88244
61500 | 1.1886
63000 | 1.8963
65000 | 1.9018
67000 | 0.97037
69000 | -0.68076
71000 | -2.6437
73000 | -4.747
75000 | -7.7348
77500 | -9.8281
80000 | -8.2272
82500 | -5.7033
85000 | -3.7455
87500 | -2.2894
90000 | -1.1748
100000 | 0

## Preamp
Frequency [Hz] | Amplification [dB]
1 | -5.2591
2 | 4.8247
5 | 12.6572
10 | 15.1175
20 | 15.8125
50 | 16.1236
100 | 16.4379
200 | 17.0248
500 | 19.6519
1000 | 23.834
2000 | 29.0654
5000 | 36.3791
10000 | 41.27
20000 | 44.3495
30000 | 45.1536
40000 | 45.5521
50000 | 45.575
60000 | 45.5519
70000 | 45.3433
80000 | 45.2252
90000 | 44.9839
100000 | 44.7353

## ADC
Frequency [Hz] | Amplification [dB]
0 | 0
3.01 | 0
6.02 | 0
9.03 | 0
12.05 | 0
15.06 | 0
18.07 | 0
21.08 | 0
24.09 | 0
27.1 | 0
30.12 | 0
33.13 | 0
36.14 | 0
39.15 | 0
42.16 | 0
45.17 | 0
48.19 | 0
51.2 | 0
54.21 | 0
57.22 | 0
60.23 | 0
63.24 | 0
66.26 | 0
69.27 | 0
72.28 | 0
75.29 | 0
78.3 | 0
81.31 | 0
84.32 | 0
87.34 | 0
90.35 | 0
93.36 | 0
96.37 | 0
99.38 | 0
102.39 | 0
105.41 | 0
108.42 | 0
111.43 | 0
114.44 | 0
117.45 | 0
120.46 | 0
123.48 | 0
126.49 | 0
129.5 | 0
132.51 | 0
135.52 | 0
138.53 | 0
141.55 | 0
144.56 | 0
147.57 | 0
150.58 | 0
153.59 | 0
156.6 | 0
159.61 | 0
162.63 | 0
165.64 | 0
168.65 | 0
171.66 | 0
174.67 | 0
177.68 | 0
180.7 | 0
183.71 | 0
186.72 | 0
189.73 | 0
192.74 | 0
195.75 | 0
198.77 | 0
201.78 | 0
204.79 | 0
207.8 | 0
210.81 | 0
213.82 | 0
216.83 | 0
219.85 | 0
222.86 | 0
225.87 | 0
228.88 | 0
231.89 | 0
234.9 | 0
237.92 | 0
240.93 | 0
243.94 | 0
246.95 | 0
249.96 | 0
252.97 | 0
255.99 | 0
259 | 0
262.01 | 0
265.02 | 0
268.03 | 0
271.04 | 0
274.06 | 0
277.07 | 0
280.08 | 0
283.09 | 0
286.1 | 0
289.11 | 0
292.12 | 0
295.14 | 0
298.15 | 0
301.16 | 0
304.17 | 0
307.18 | 0
310.19 | 0
313.21 | 0
316.22 | 0
319.23 | 0
322.24 | 0
325.25 | 0
328.26 | 0
331.28 | 0
334.29 | 0
337.3 | 0
340.31 | 0
343.32 | 0
346.33 | 0
349.35 | 0
352.36 | 0
355.37 | 0
358.38 | 0
361.39 | 0
364.4 | 0
367.41 | 0
370.43 | 0
373.44 | 0
376.45 | 0
379.46 | 0
382.47 | 0
385.48 | 0
388.5 | 0
391.51 | 0
394.52 | 0
397.53 | 0
400.54 | 0
403.55 | 0
406.57 | 0
409.58 | 0
412.59 | 0
415.6 | 0
418.61 | 0
421.62 | 0
424.64 | 0
427.65 | 0
430.66 | 0
433.67 | 0
436.68 | 0
439.69 | 0
442.7 | 0
445.72 | 0
448.73 | 0
451.74 | 0
454.75 | 0
457.76 | 0
460.77 | 0
463.79 | 0
466.8 | 0
469.81 | 0
472.82 | 0
475.83 | 0
478.84 | 0
481.86 | 0
484.87 | 0
487.88 | 0
490.89 | 0
493.9 | 0
496.91 | 0
499.93 | 0
502.94 | 0
505.95 | 0
508.96 | 0
511.97 | 0
514.98 | 0
517.99 | 0
521.01 | 0
524.02 | 0
527.03 | 0
530.04 | 0
533.05 | 0
536.06 | 0
539.08 | 0
542.09 | 0
545.1 | 0
548.11 | 0
551.12 | 0
554.13 | 0
557.15 | 0
560.16 | 0
563.17 | 0
566.18 | 0
569.19 | 0
572.2 | 0
575.21 | 0
578.23 | 0
581.24 | 0
584.25 | 0
587.26 | 0
590.27 | 0
593.28 | 0
596.3 | 0
599.31 | 0
602.32 | 0
605.33 | 0
608.34 | 0
611.35 | 0
614.37 | 0
617.38 | 0
620.39 | 0
623.4 | 0
626.41 | 0
629.42 | 0
632.44 | 0
635.45 | 0
638.46 | 0
641.47 | 0
644.48 | 0
647.49 | 0
650.5 | 0
653.52 | 0
656.53 | 0
659.54 | 0
662.55 | 0
665.56 | 0
668.57 | 0
671.59 | 0
674.6 | 0
677.61 | 0
680.62 | 0
683.63 | 0
686.64 | 0
689.66 | 0
692.67 | 0
695.68 | 0
698.69 | 0
701.7 | 0
704.71 | 0
707.73 | 0
710.74 | 0
713.75 | 0
716.76 | 0
719.77 | 0
722.78 | 0
725.79 | 0
728.81 | 0
731.82 | 0
734.83 | 0
737.84 | 0
740.85 | 0
743.86 | 0
746.88 | 0
749.89 | 0
752.9 | 0
755.91 | 0
758.92 | 0
761.93 | 0
764.95 | 0
767.96 | 0
770.97 | 0
773.98 | 0
776.99 | 0
780 | 0
783.02 | 0
786.03 | 0
789.04 | 0
792.05 | 0
795.06 | 0
798.07 | 0
801.08 | 0
804.1 | 0
807.11 | 0
810.12 | 0
813.13 | 0
816.14 | 0
819.15 | 0
822.17 | 0
825.18 | 0
828.19 | 0
831.2 | 0
834.21 | 0
837.22 | 0
840.24 | 0
843.25 | 0
846.26 | 0
849.27 | 0
852.28 | 0
855.29 | 0
858.31 | 0
861.32 | 0
864.33 | 0
867.34 | 0
870.35 | 0
873.36 | 0
876.37 | 0
879.39 | 0
882.4 | 0
885.41 | 0
888.42 | 0
891.43 | 0
894.44 | 0
897.46 | 0
900.47 | 0
903.48 | 0
906.49 | 0
909.5 | 0
912.51 | 0
915.53 | 0
918.54 | 0
921.55 | 0
924.56 | 0
927.57 | 0
930.58 | 0
933.59 | 0
936.61 | 0
939.62 | 0
942.63 | 0
945.64 | 0
948.65 | 0
951.66 | 0
954.68 | 0
957.69 | 0
960.7 | 0
963.71 | 0
966.72 | 0
969.73 | 0
972.75 | 0
975.76 | 0
978.77 | 0
981.78 | 0
984.79 | 0
987.8 | 0
990.82 | 0
993.83 | 0
996.84 | 0
999.85 | 0
1002.86 | 0
1005.87 | 0
1008.88 | 0
1011.9 | 0
1014.91 | 0
1017.92 | 0
1020.93 | 0
1023.94 | 0
1026.95 | 0
1029.97 | 0
1032.98 | 0
1035.99 | 0
1039 | 0
1042.01 | 0
1045.02 | 0
1048.04 | 0
1051.05 | 0
1054.06 | 0
1057.07 | 0
1060.08 | 0
1063.09 | 0
1066.11 | 0
1069.12 | 0
1072.13 | 0
1075.14 | 0
1078.15 | 0
1081.16 | 0
1084.17 | 0
1087.19 | 0
1090.2 | 0
1093.21 | 0
1096.22 | 0
1099.23 | 0
1102.24 | 0
1105.26 | 0
1108.27 | 0
1111.28 | 0
1114.29 | 0
1117.3 | 0
1120.31 | 0
1123.33 | 0
1126.34 | 0
1129.35 | 0
1132.36 | 0
1135.37 | 0
1138.38 | 0
1141.4 | 0
1144.41 | 0
1147.42 | 0
1150.43 | 0
1153.44 | 0
1156.45 | 0
1159.46 | 0
1162.48 | 0
1165.49 | 0
1168.5 | 0
1171.51 | 0
1174.52 | 0
1177.53 | 0
1180.55 | 0
1183.56 | 0
1186.57 | 0
1189.58 | 0
1192.59 | 0
1195.6 | 0
1198.62 | 0
1201.63 | 0
1204.64 | 0
1207.65 | 0
1210.66 | 0
1213.67 | 0
1216.69 | 0
1219.7 | 0
1222.71 | 0
1225.72 | 0
1228.73 | 0
1231.74 | 0
1234.75 | 0
1237.77 | 0
1240.78 | 0
1243.79 | 0
1246.8 | 0
1249.81 | 0
1252.82 | 0
1255.84 | 0
1258.85 | 0
1261.86 | 0
1264.87 | 0
1267.88 | 0
1270.89 | 0
1273.91 | 0
1276.92 | 0
1279.93 | 0
1282.94 | 0
1285.95 | 0
1288.96 | 0
1291.97 | 0
1294.99 | 0
1298 | 0
1301.01 | 0
1304.02 | 0
1307.03 | 0
1310.04 | 0
1313.06 | 0
1316.07 | 0
1319.08 | 0
1322.09 | 0
1325.1 | 0
1328.11 | 0
1331.13 | 0
1334.14 | 0
1337.15 | 0
1340.16 | 0
1343.17 | 0
1346.18 | 0
1349.2 | 0
1352.21 | 0
1355.22 | 0
1358.23 | 0
1361.24 | 0
1364.25 | 0
1367.26 | 0
1370.28 | 0
1373.29 | 0
1376.3 | 0
1379.31 | 0
1382.32 | 0
1385.33 | 0
1388.35 | 0
1391.36 | 0
1394.37 | 0
1397.38 | 0
1400.39 | 0
1403.4 | 0
1406.42 | 0
1409.43 | 0
1412.44 | 0
1415.45 | 0
1418.46 | 0
1421.47 | 0
1424.49 | 0
1427.5 | 0
1430.51 | 0
1433.52 | 0
1436.53 | 0
1439.54 | 0
1442.55 | 0
1445.57 | 0
1448.58 | 0
1451.59 | 0
1454.6 | 0
1457.61 | 0
1460.62 | 0
1463.64 | 0
1466.65 | 0
1469.66 | 0
1472.67 | 0
1475.68 | 0
1478.69 | 0
1481.71 | 0
1484.72 | 0
1487.73 | 0
1490.74 | 0
1493.75 | 0
1496.76 | 0
1499.78 | 0
1502.79 | 0
1505.8 | 0
1508.81 | 0
1511.82 | 0
1514.83 | 0
1517.84 | 0
1520.86 | 0
1523.87 | 0
1526.88 | 0
1529.89 | 0
1532.9 | 0
1535.91 | 0
1538.93 | 0
1541.94 | 0
1544.95 | 0
1547.96 | 0
1550.97 | 0
1553.98 | 0
1557 | 0
1560.01 | 0
1563.02 | 0
1566.03 | 0
1569.04 | 0
1572.05 | 0
1575.07 | 0
1578.08 | 0
1581.09 | 0
1584.1 | 0
1587.11 | 0
1590.12 | 0
1593.13 | 0
1596.15 | 0
1599.16 | 0
1602.17 | 0
1605.18 | 0
1608.19 | 0
1611.2 | 0
1614.22 | 0
1617.23 | 0
1620.24 | 0
1623.25 | 0
1626.26 | 0
1629.27 | 0
1632.29 | 0
1635.3 | 0
1638.31 | 0
1641.32 | 0
1644.33 | 0
1647.34 | 0
1650.35 | 0
1653.37 | 0
1656.38 | 0
1659.39 | 0
1662.4 | 0
1665.41 | 0
1668.42 | 0
1671.44 | 0
1674.45 | 0
1677.46 | 0
1680.47 | 0
1683.48 | 0
1686.49 | 0
1689.51 | 0
1692.52 | 0
1695.53 | 0
1698.54 | 0
1701.55 | 0
1704.56 | 0
1707.58 | 0
1710.59 | 0
1713.6 | 0
1716.61 | 0
1719.62 | 0
1722.63 | 0
1725.64 | 0
1728.66 | 0
1731.67 | 0
1734.68 | 0
1737.69 | 0
1740.7 | 0
1743.71 | 0
1746.73 | 0
1749.74 | 0
1752.75 | 0
1755.76 | 0
1758.77 | 0
1761.78 | 0
1764.8 | 0
1767.81 | 0
1770.82 | 0
1773.83 | 0
1776.84 | 0
1779.85 | 0
1782.87 | 0
1785.88 | 0
1788.89 | 0
1791.9 | 0
1794.91 | 0
1797.92 | 0
1800.93 | 0
1803.95 | 0
1806.96 | 0
1809.97 | 0
1812.98 | 0
1815.99 | 0
1819 | 0
1822.02 | 0
1825.03 | 0
1828.04 | 0
1831.05 | 0
1834.06 | 0
1837.07 | 0
1840.09 | 0
1843.1 | 0
1846.11 | 0
1849.12 | 0
1852.13 | 0
1855.14 | 0
1858.16 | 0
1861.17 | 0
1864.18 | 0
1867.19 | 0
1870.2 | 0
1873.21 | 0
1876.22 | 0
1879.24 | 0
1882.25 | 0
1885.26 | 0
1888.27 | 0
1891.28 | 0
1894.29 | 0
1897.31 | 0
1900.32 | 0
1903.33 | 0
1906.34 | 0
1909.35 | 0
1912.36 | 0
1915.38 | 0
1918.39 | 0
1921.4 | 0
1924.41 | 0
1927.42 | 0
1930.43 | 0
1933.45 | 0
1936.46 | 0
1939.47 | 0
1942.48 | 0
1945.49 | 0
1948.5 | 0
1951.51 | 0
1954.53 | 0
1957.54 | 0
1960.55 | 0
1963.56 | 0
1966.57 | 0
1969.58 | 0
1972.6 | 0
1975.61 | 0
1978.62 | 0
1981.63 | 0
1984.64 | 0
1987.65 | 0
1990.67 | 0
1993.68 | 0
1996.69 | 0
1999.7 | 0
2002.71 | 0
2005.72 | 0
2008.73 | 0
2011.75 | 0
2014.76 | 0
2017.77 | 0
2020.78 | 0
2023.79 | 0
2026.8 | 0
2029.82 | 0
2032.83 | 0
2035.84 | 0
2038.85 | 0
2041.86 | 0
2044.87 | 0
2047.89 | 0
2050.9 | 0
2053.91 | 0
2056.92 | 0
2059.93 | 0
2062.94 | 0
2065.96 | 0
2068.97 | 0
2071.98 | 0
2074.99 | 0
2078 | 0
2081.01 | 0
2084.02 | 0
2087.04 | 0
2090.05 | 0
2093.06 | 0
2096.07 | 0
2099.08 | 0
2102.09 | 0
2105.11 | 0
2108.12 | 0
2111.13 | 0
2114.14 | 0
2117.15 | 0
2120.16 | 0
2123.18 | 0
2126.19 | 0
2129.2 | 0
2132.21 | 0
2135.22 | 0
2138.23 | 0
2141.25 | 0
2144.26 | 0
2147.27 | 0
2150.28 | 0
2153.29 | 0
2156.3 | 0
2159.31 | 0
2162.33 | 0
2165.34 | 0
2168.35 | 0
2171.36 | 0
2174.37 | 0
2177.38 | 0
2180.4 | 0
2183.41 | 0
2186.42 | 0
2189.43 | 0
2192.44 | 0
2195.45 | 0
2198.47 | 0
2201.48 | 0
2204.49 | 0
2207.5 | 0
2210.51 | 0
2213.52 | 0
2216.54 | 0
2219.55 | 0
2222.56 | 0
2225.57 | 0
2228.58 | 0
2231.59 | 0
2234.6 | 0
2237.62 | 0
2240.63 | 0
2243.64 | 0
2246.65 | 0
2249.66 | 0
2252.67 | 0
2255.69 | 0
2258.7 | 0
2261.71 | 0
2264.72 | 0
2267.73 | 0
2270.74 | 0
2273.76 | 0
2276.77 | 0
2279.78 | 0
2282.79 | 0
2285.8 | 0
2288.81 | 0
2291.83 | 0
2294.84 | 0
2297.85 | 0
2300.86 | 0
2303.87 | 0
2306.88 | 0
2309.89 | 0
2312.91 | 0
2315.92 | 0
2318.93 | 0
2321.94 | 0
2324.95 | 0
2327.96 | 0
2330.98 | 0
2333.99 | 0
2337 | 0
2340.01 | 0
2343.02 | 0
2346.03 | 0
2349.05 | 0
2352.06 | 0
2355.07 | 0
2358.08 | 0
2361.09 | 0
2364.1 | 0
2367.11 | 0
2370.13 | 0
2373.14 | 0
2376.15 | 0
2379.16 | 0
2382.17 | 0
2385.18 | 0
2388.2 | 0
2391.21 | 0
2394.22 | 0
2397.23 | 0
2400.24 | 0
2403.25 | 0
2406.27 | 0
2409.28 | 0
2412.29 | 0
2415.3 | 0
2418.31 | 0
2421.32 | 0
2424.34 | 0
2427.35 | 0
2430.36 | 0
2433.37 | 0
2436.38 | 0
2439.39 | 0
2442.4 | 0
2445.42 | 0
2448.43 | 0
2451.44 | 0
2454.45 | 0
2457.46 | 0
2460.47 | 0
2463.49 | 0
2466.5 | 0
2469.51 | 0
2472.52 | 0
2475.53 | 0
2478.54 | 0
2481.56 | 0
2484.57 | 0
2487.58 | 0
2490.59 | 0
2493.6 | 0
2496.61 | 0
2499.63 | 0
2502.64 | 0
2505.65 | 0
2508.66 | 0
2511.67 | 0
2514.68 | 0
2517.69 | 0
2520.71 | 0
2523.72 | 0
2526.73 | 0
2529.74 | 0
2532.75 | 0
2535.76 | 0
2538.78 | 0
2541.79 | 0
2544.8 | 0
2547.81 | 0
2550.82 | 0
2553.83 | 0
2556.85 | 0
2559.86 | 0
2562.87 | 0
2565.88 | 0
2568.89 | 0
2571.9 | 0
2574.92 | 0
2577.93 | 0
2580.94 | 0
2583.95 | 0
2586.96 | 0
2589.97 | 0
2592.98 | 0
2596 | 0
2599.01 | 0
2602.02 | 0
2605.03 | 0
2608.04 | 0
2611.05 | 0
2614.07 | 0
2617.08 | 0
2620.09 | 0
2623.1 | 0
2626.11 | 0
2629.12 | 0
2632.14 | 0
2635.15 | 0
2638.16 | 0
2641.17 | 0
2644.18 | 0
2647.19 | 0
2650.21 | 0
2653.22 | 0
2656.23 | 0
2659.24 | 0
2662.25 | 0
2665.26 | 0
2668.27 | 0
2671.29 | 0
2674.3 | 0
2677.31 | 0
2680.32 | 0
2683.33 | 0
2686.34 | 0
2689.36 | 0
2692.37 | 0
2695.38 | 0
2698.39 | 0
2701.4 | 0
2704.41 | 0
2707.43 | 0
2710.44 | 0
2713.45 | 0
2716.46 | 0
2719.47 | 0
2722.48 | 0
2725.49 | 0
2728.51 | 0
2731.52 | 0
2734.53 | 0
2737.54 | 0
2740.55 | 0
2743.56 | 0
2746.58 | 0
2749.59 | 0
2752.6 | 0
2755.61 | 0
2758.62 | 0
2761.63 | 0
2764.65 | 0
2767.66 | 0
2770.67 | 0
2773.68 | 0
2776.69 | 0
2779.7 | 0
2782.72 | 0
2785.73 | 0
2788.74 | 0
2791.75 | 0
2794.76 | 0
2797.77 | 0
2800.78 | 0
2803.8 | 0
2806.81 | 0
2809.82 | 0
2812.83 | 0
2815.84 | 0
2818.85 | 0
2821.87 | 0
2824.88 | 0
2827.89 | 0
2830.9 | 0
2833.91 | 0
2836.92 | 0
2839.94 | 0
2842.95 | 0
2845.96 | 0
2848.97 | 0
2851.98 | 0
2854.99 | 0
2858.01 | 0
2861.02 | 0
2864.03 | 0
2867.04 | 0
2870.05 | 0
2873.06 | 0
2876.07 | 0
2879.09 | 0
2882.1 | 0
2885.11 | 0
2888.12 | 0
2891.13 | 0
2894.14 | 0
2897.16 | 0
2900.17 | 0
2903.18 | 0
2906.19 | 0
2909.2 | 0
2912.21 | 0
2915.23 | 0
2918.24 | 0
2921.25 | 0
2924.26 | 0
2927.27 | 0
2930.28 | 0
2933.3 | 0
2936.31 | 0
2939.32 | 0
2942.33 | 0
2945.34 | 0
2948.35 | 0
2951.36 | 0
2954.38 | 0
2957.39 | 0
2960.4 | 0
2963.41 | 0
2966.42 | 0
2969.43 | 0
2972.45 | 0
2975.46 | 0
2978.47 | 0
2981.48 | 0
2984.49 | 0
2987.5 | 0
2990.52 | 0
2993.53 | 0
2996.54 | 0
2999.55 | 0
3002.56 | 0
3005.57 | 0
3008.59 | 0
3011.6 | 0
3014.61 | 0
3017.62 | 0
3020.63 | 0
3023.64 | 0
3026.65 | 0
3029.67 | 0
3032.68 | 0
3035.69 | 0
3038.7 | 0
3041.71 | 0
3044.72 | 0
3047.74 | 0
3050.75 | 0
3053.76 | 0
3056.77 | 0
3059.78 | 0
3062.79 | 0
3065.81 | 0
3068.82 | 0
3071.83 | 0
3074.84 | 0
3077.85 | 0
3080.86 | 0
3083.88 | 0
3086.89 | 0
3089.9 | 0
3092.91 | 0
3095.92 | 0
3098.93 | 0
3101.94 | 0
3104.96 | 0
3107.97 | 0
3110.98 | 0
3113.99 | 0
3117 | 0
3120.01 | 0
3123.03 | 0
3126.04 | 0
3129.05 | 0
3132.06 | 0
3135.07 | 0
3138.08 | 0
3141.1 | 0
3144.11 | 0
3147.12 | 0
3150.13 | 0
3153.14 | 0
3156.15 | 0
3159.16 | 0
3162.18 | 0
3165.19 | 0
3168.2 | 0
3171.21 | 0
3174.22 | 0
3177.23 | 0
3180.25 | 0
3183.26 | 0
3186.27 | 0
3189.28 | 0
3192.29 | 0
3195.3 | 0
3198.32 | 0
3201.33 | 0
3204.34 | 0
3207.35 | 0
3210.36 | 0
3213.37 | 0
3216.39 | 0
3219.4 | 0
3222.41 | 0
3225.42 | 0
3228.43 | 0
3231.44 | 0
3234.45 | 0
3237.47 | 0
3240.48 | 0
3243.49 | 0
3246.5 | 0
3249.51 | 0
3252.52 | 0
3255.54 | 0
3258.55 | 0
3261.56 | 0
3264.57 | 0
3267.58 | 0
3270.59 | 0
3273.61 | 0
3276.62 | 0
3279.63 | 0
3282.64 | 0
3285.65 | 0
3288.66 | 0
3291.68 | 0
3294.69 | 0
3297.7 | 0
3300.71 | 0
3303.72 | 0
3306.73 | 0
3309.74 | 0
3312.76 | 0
3315.77 | 0
3318.78 | 0
3321.79 | 0
3324.8 | 0
3327.81 | 0
3330.83 | 0
3333.84 | 0
3336.85 | 0
3339.86 | 0
3342.87 | 0
3345.88 | 0
3348.9 | 0
3351.91 | 0
3354.92 | 0
3357.93 | 0
3360.94 | 0
3363.95 | 0
3366.97 | 0
3369.98 | 0
3372.99 | 0
3376 | 0
3379.01 | 0
3382.02 | 0
3385.03 | 0
3388.05 | 0
3391.06 | 0
3394.07 | 0
3397.08 | 0
3400.09 | 0
3403.1 | 0
3406.12 | 0
3409.13 | 0
3412.14 | 0
3415.15 | 0
3418.16 | 0
3421.17 | 0
3424.19 | 0
3427.2 | 0
3430.21 | 0
3433.22 | 0
3436.23 | 0
3439.24 | 0
3442.26 | 0
3445.27 | 0
3448.28 | 0
3451.29 | 0
3454.3 | 0
3457.31 | 0
3460.32 | 0
3463.34 | 0
3466.35 | 0
3469.36 | 0
3472.37 | 0
3475.38 | 0
3478.39 | 0
3481.41 | 0
3484.42 | 0
3487.43 | 0
3490.44 | 0
3493.45 | 0
3496.46 | 0
3499.48 | 0
3502.49 | 0
3505.5 | 0
3508.51 | 0
3511.52 | 0
3514.53 | 0
3517.54 | 0
3520.56 | 0
3523.57 | 0
3526.58 | 0
3529.59 | 0
3532.6 | 0
3535.61 | 0
3538.63 | 0
3541.64 | 0
3544.65 | 0
3547.66 | 0
3550.67 | 0
3553.68 | 0
3556.7 | 0
3559.71 | 0
3562.72 | 0
3565.73 | 0
3568.74 | 0
3571.75 | 0
3574.77 | 0
3577.78 | 0
3580.79 | 0
3583.8 | 0
3586.81 | 0
3589.82 | 0
3592.83 | 0
3595.85 | 0
3598.86 | 0
3601.87 | 0
3604.88 | 0
3607.89 | 0
3610.9 | 0
3613.92 | 0
3616.93 | 0
3619.94 | 0
3622.95 | 0
3625.96 | 0
3628.97 | 0
3631.99 | 0
3635 | 0
3638.01 | 0
3641.02 | 0
3644.03 | 0
3647.04 | 0
3650.06 | 0
3653.07 | 0
3656.08 | 0
3659.09 | 0
3662.1 | 0
3665.11 | 0
3668.12 | 0
3671.14 | 0
3674.15 | 0
3677.16 | 0
3680.17 | 0
3683.18 | 0
3686.19 | 0
3689.21 | 0
3692.22 | 0
3695.23 | 0
3698.24 | 0
3701.25 | 0
3704.26 | 0
3707.28 | 0
3710.29 | 0
3713.3 | 0
3716.31 | 0
3719.32 | 0
3722.33 | 0
3725.35 | 0
3728.36 | 0
3731.37 | 0
3734.38 | 0
3737.39 | 0
3740.4 | 0
3743.41 | 0
3746.43 | 0
3749.44 | 0
3752.45 | 0
3755.46 | 0
3758.47 | 0
3761.48 | 0
3764.5 | 0
3767.51 | 0
3770.52 | 0
3773.53 | 0
3776.54 | 0
3779.55 | 0
3782.57 | 0
3785.58 | 0
3788.59 | 0
3791.6 | 0
3794.61 | 0
3797.62 | 0
3800.64 | 0
3803.65 | 0
3806.66 | 0
3809.67 | 0
3812.68 | 0
3815.69 | 0
3818.7 | 0
3821.72 | 0
3824.73 | 0
3827.74 | 0
3830.75 | 0
3833.76 | 0
3836.77 | 0
3839.79 | 0
3842.8 | 0
3845.81 | 0
3848.82 | 0
3851.83 | 0
3854.84 | 0
3857.86 | 0
3860.87 | 0
3863.88 | 0
3866.89 | 0
3869.9 | 0
3872.91 | 0
3875.92 | 0
3878.94 | 0
3881.95 | 0
3884.96 | 0
3887.97 | 0
3890.98 | 0
3893.99 | 0
3897.01 | 0
3900.02 | 0
3903.03 | 0
3906.04 | 0
3909.05 | 0
3912.06 | 0
3915.08 | 0
3918.09 | 0
3921.1 | 0
3924.11 | 0
3927.12 | 0
3930.13 | 0
3933.15 | 0
3936.16 | 0
3939.17 | 0
3942.18 | 0
3945.19 | 0
3948.2 | 0
3951.21 | 0
3954.23 | 0
3957.24 | 0
3960.25 | 0
3963.26 | 0
3966.27 | 0
3969.28 | 0
3972.3 | 0
3975.31 | 0
3978.32 | 0
3981.33 | 0
3984.34 | 0
3987.35 | 0
3990.37 | 0
3993.38 | 0
3996.39 | 0
3999.4 | 0
4002.41 | 0
4005.42 | 0
4008.44 | 0
4011.45 | 0
4014.46 | 0
4017.47 | 0
4020.48 | 0
4023.49 | 0
4026.5 | 0
4029.52 | 0
4032.53 | 0
4035.54 | 0
4038.55 | 0
4041.56 | 0
4044.57 | 0
4047.59 | 0
4050.6 | 0
4053.61 | 0
4056.62 | 0
4059.63 | 0
4062.64 | 0
4065.66 | 0
4068.67 | 0
4071.68 | 0
4074.69 | 0
4077.7 | 0
4080.71 | 0
4083.73 | 0
4086.74 | 0
4089.75 | 0
4092.76 | 0
4095.77 | 0
4098.78 | 0
4101.79 | 0
4104.81 | 0
4107.82 | 0
4110.83 | 0
4113.84 | 0
4116.85 | 0
4119.86 | 0
4122.88 | 0
4125.89 | 0
4128.9 | 0
4131.91 | 0
4134.92 | 0
4137.93 | 0
4140.95 | 0
4143.96 | 0
4146.97 | 0
4149.98 | 0
4152.99 | 0
4156 | 0
4159.02 | 0
4162.03 | 0
4165.04 | 0
4168.05 | 0
4171.06 | 0
4174.07 | 0
4177.08 | 0
4180.1 | 0
4183.11 | 0
4186.12 | 0
4189.13 | 0
4192.14 | 0
4195.15 | 0
4198.17 | 0
4201.18 | 0
4204.19 | 0
4207.2 | 0
4210.21 | 0
4213.22 | 0
4216.24 | 0
4219.25 | 0
4222.26 | 0
4225.27 | 0
4228.28 | 0
4231.29 | 0
4234.3 | 0
4237.32 | 0
4240.33 | 0
4243.34 | 0
4246.35 | 0
4249.36 | 0
4252.37 | 0
4255.39 | 0
4258.4 | 0
4261.41 | 0
4264.42 | 0
4267.43 | 0
4270.44 | 0
4273.46 | 0
4276.47 | 0
4279.48 | 0
4282.49 | 0
4285.5 | 0
4288.51 | 0
4291.53 | 0
4294.54 | 0
4297.55 | 0
4300.56 | 0
4303.57 | 0
4306.58 | 0
4309.59 | 0
4312.61 | 0
4315.62 | 0
4318.63 | 0
4321.64 | 0
4324.65 | 0
4327.66 | 0
4330.68 | 0
4333.69 | 0
4336.7 | 0
4339.71 | 0
4342.72 | 0
4345.73 | 0
4348.75 | 0
4351.76 | 0
4354.77 | 0
4357.78 | 0
4360.79 | 0
4363.8 | 0
4366.82 | 0
4369.83 | 0
4372.84 | 0
4375.85 | 0
4378.86 | 0
4381.87 | 0
4384.88 | 0
4387.9 | 0
4390.91 | 0
4393.92 | 0
4396.93 | 0
4399.94 | 0
4402.95 | 0
4405.97 | 0
4408.98 | 0
4411.99 | 0
4415 | 0
4418.01 | 0
4421.02 | 0
4424.04 | 0
4427.05 | 0
4430.06 | 0
4433.07 | 0
4436.08 | 0
4439.09 | 0
4442.11 | 0
4445.12 | 0
4448.13 | 0
4451.14 | 0
4454.15 | 0
4457.16 | 0
4460.17 | 0
4463.19 | 0
4466.2 | 0
4469.21 | 0
4472.22 | 0
4475.23 | 0
4478.24 | 0
4481.26 | 0
4484.27 | 0
4487.28 | 0
4490.29 | 0
4493.3 | 0
4496.31 | 0
4499.33 | 0
4502.34 | 0
4505.35 | 0
4508.36 | 0
4511.37 | 0
4514.38 | 0
4517.4 | 0
4520.41 | 0
4523.42 | 0
4526.43 | 0
4529.44 | 0
4532.45 | 0
4535.46 | 0
4538.48 | 0
4541.49 | 0
4544.5 | 0
4547.51 | 0
4550.52 | 0
4553.53 | 0
4556.55 | 0
4559.56 | 0
4562.57 | 0
4565.58 | 0
4568.59 | 0
4571.6 | 0
4574.62 | 0
4577.63 | 0
4580.64 | 0
4583.65 | 0
4586.66 | 0
4589.67 | 0
4592.68 | 0
4595.7 | 0
4598.71 | 0
4601.72 | 0
4604.73 | 0
4607.74 | 0
4610.75 | 0
4613.77 | 0
4616.78 | 0
4619.79 | 0
4622.8 | 0
4625.81 | 0
4628.82 | 0
4631.84 | 0
4634.85 | 0
4637.86 | 0
4640.87 | 0
4643.88 | 0
4646.89 | 0
4649.91 | 0
4652.92 | 0
4655.93 | 0
4658.94 | 0
4661.95 | 0
4664.96 | 0
4667.97 | 0
4670.99 | 0
4674 | 0
4677.01 | 0
4680.02 | 0
4683.03 | 0
4686.04 | 0
4689.06 | 0
4692.07 | 0
4695.08 | 0
4698.09 | 0
4701.1 | 0
4704.11 | 0
4707.13 | 0
4710.14 | 0
4713.15 | 0
4716.16 | 0
4719.17 | 0
4722.18 | 0
4725.2 | 0
4728.21 | 0
4731.22 | 0
4734.23 | 0
4737.24 | 0
4740.25 | 0
4743.26 | 0
4746.28 | 0
4749.29 | 0
4752.3 | 0
4755.31 | 0
4758.32 | 0
4761.33 | 0
4764.35 | 0
4767.36 | 0
4770.37 | 0
4773.38 | 0
4776.39 | 0
4779.4 | 0
4782.42 | 0
4785.43 | 0
4788.44 | 0
4791.45 | 0
4794.46 | 0
4797.47 | 0
4800.49 | 0
4803.5 | 0
4806.51 | 0
4809.52 | 0
4812.53 | 0
4815.54 | 0
4818.55 | 0
4821.57 | 0
4824.58 | 0
4827.59 | 0
4830.6 | 0
4833.61 | 0
4836.62 | 0
4839.64 | 0
4842.65 | 0
4845.66 | 0
4848.67 | 0
4851.68 | 0
4854.69 | 0
4857.71 | 0
4860.72 | 0
4863.73 | 0
4866.74 | 0
4869.75 | 0
4872.76 | 0
4875.78 | 0
4878.79 | 0
4881.8 | 0
4884.81 | 0
4887.82 | 0
4890.83 | 0
4893.84 | 0
4896.86 | 0
4899.87 | 0
4902.88 | 0
4905.89 | 0
4908.9 | 0
4911.91 | 0
4914.93 | 0
4917.94 | 0
4920.95 | 0
4923.96 | 0
4926.97 | 0
4929.98 | 0
4933 | 0
4936.01 | 0
4939.02 | 0
4942.03 | 0
4945.04 | 0
4948.05 | 0
4951.06 | 0
4954.08 | 0
4957.09 | 0
4960.1 | 0
4963.11 | 0
4966.12 | 0
4969.13 | 0
4972.15 | 0
4975.16 | 0
4978.17 | 0
4981.18 | 0
4984.19 | 0
4987.2 | 0
4990.22 | 0
4993.23 | 0
4996.24 | 0
4999.25 | 0
5002.26 | 0
5005.27 | 0
5008.29 | 0
5011.3 | 0
5014.31 | 0
5017.32 | 0
5020.33 | 0
5023.34 | 0
5026.35 | 0
5029.37 | 0
5032.38 | 0
5035.39 | 0
5038.4 | 0
5041.41 | 0
5044.42 | 0
5047.44 | 0
5050.45 | 0
5053.46 | 0
5056.47 | 0
5059.48 | 0
5062.49 | 0
5065.51 | 0
5068.52 | 0
5071.53 | 0
5074.54 | 0
5077.55 | 0
5080.56 | 0
5083.58 | 0
5086.59 | 0
5089.6 | 0
5092.61 | 0
5095.62 | 0
5098.63 | 0
5101.64 | 0
5104.66 | 0
5107.67 | 0
5110.68 | 0
5113.69 | 0
5116.7 | 0
5119.71 | 0
5122.73 | 0
5125.74 | 0
5128.75 | 0
5131.76 | 0
5134.77 | 0
5137.78 | 0
5140.8 | 0
5143.81 | 0
5146.82 | 0
5149.83 | 0
5152.84 | 0
5155.85 | 0
5158.87 | 0
5161.88 | 0
5164.89 | 0
5167.9 | 0
5170.91 | 0
5173.92 | 0
5176.93 | 0
5179.95 | 0
5182.96 | 0
5185.97 | 0
5188.98 | 0
5191.99 | 0
5195 | 0
5198.02 | 0
5201.03 | 0
5204.04 | 0
5207.05 | 0
5210.06 | 0
5213.07 | 0
5216.09 | 0
5219.1 | 0
5222.11 | 0
5225.12 | 0
5228.13 | 0
5231.14 | 0
5234.16 | 0
5237.17 | 0
5240.18 | 0
5243.19 | 0
5246.2 | 0
5249.21 | 0
5252.22 | 0
5255.24 | 0
5258.25 | 0
5261.26 | 0
5264.27 | 0
5267.28 | 0
5270.29 | 0
5273.31 | 0
5276.32 | 0
5279.33 | 0
5282.34 | 0
5285.35 | 0
5288.36 | 0
5291.38 | 0
5294.39 | 0
5297.4 | 0
5300.41 | 0
5303.42 | 0
5306.43 | 0
5309.44 | 0
5312.46 | 0
5315.47 | 0
5318.48 | 0
5321.49 | 0
5324.5 | 0
5327.51 | 0
5330.53 | 0
5333.54 | 0
5336.55 | 0
5339.56 | 0
5342.57 | 0
5345.58 | 0
5348.6 | 0
5351.61 | 0
5354.62 | 0
5357.63 | 0
5360.64 | 0
5363.65 | 0
5366.67 | 0
5369.68 | 0
5372.69 | 0
5375.7 | 0
5378.71 | 0
5381.72 | 0
5384.73 | 0
5387.75 | 0
5390.76 | 0
5393.77 | 0
5396.78 | 0
5399.79 | 0
5402.8 | 0
5405.82 | 0
5408.83 | 0
5411.84 | 0
5414.85 | 0
5417.86 | 0
5420.87 | 0
5423.89 | 0
5426.9 | 0
5429.91 | 0
5432.92 | 0
5435.93 | 0
5438.94 | 0
5441.96 | 0
5444.97 | 0
5447.98 | 0
5450.99 | 0
5454 | 0
5457.01 | 0
5460.02 | 0
5463.04 | 0
5466.05 | 0
5469.06 | 0
5472.07 | 0
5475.08 | 0
5478.09 | 0
5481.11 | 0
5484.12 | 0
5487.13 | 0
5490.14 | 0
5493.15 | 0
5496.16 | 0
5499.18 | 0
5502.19 | 0
5505.2 | 0
5508.21 | 0
5511.22 | 0
5514.23 | 0
5517.25 | 0
5520.26 | 0
5523.27 | 0
5526.28 | 0
5529.29 | 0
5532.3 | 0
5535.31 | 0
5538.33 | 0
5541.34 | 0
5544.35 | 0
5547.36 | 0
5550.37 | 0
5553.38 | 0
5556.4 | 0
5559.41 | 0
5562.42 | 0
5565.43 | 0
5568.44 | 0
5571.45 | 0
5574.47 | 0
5577.48 | 0
5580.49 | 0
5583.5 | 0
5586.51 | 0
5589.52 | 0
5592.54 | 0
5595.55 | 0
5598.56 | 0
5601.57 | 0
5604.58 | 0
5607.59 | 0
5610.6 | 0
5613.62 | 0
5616.63 | 0
5619.64 | 0
5622.65 | 0
5625.66 | 0
5628.67 | 0
5631.69 | 0
5634.7 | 0
5637.71 | 0
5640.72 | 0
5643.73 | 0
5646.74 | 0
5649.76 | 0
5652.77 | 0
5655.78 | 0
5658.79 | 0
5661.8 | 0
5664.81 | 0
5667.82 | 0
5670.84 | 0
5673.85 | 0
5676.86 | 0
5679.87 | 0
5682.88 | 0
5685.89 | 0
5688.91 | 0
5691.92 | 0
5694.93 | 0
5697.94 | 0
5700.95 | 0
5703.96 | 0
5706.98 | 0
5709.99 | 0
5713 | 0
5716.01 | 0
5719.02 | 0
5722.03 | 0
5725.05 | 0
5728.06 | 0
5731.07 | 0
5734.08 | 0
5737.09 | 0
5740.1 | 0
5743.11 | 0
5746.13 | 0
5749.14 | 0
5752.15 | 0
5755.16 | 0
5758.17 | 0
5761.18 | 0
5764.2 | 0
5767.21 | 0
5770.22 | 0
5773.23 | 0
5776.24 | 0
5779.25 | 0
5782.27 | 0
5785.28 | 0
5788.29 | 0
5791.3 | 0
5794.31 | 0
5797.32 | 0
5800.34 | 0
5803.35 | 0
5806.36 | 0
5809.37 | 0
5812.38 | 0
5815.39 | 0
5818.4 | 0
5821.42 | 0
5824.43 | 0
5827.44 | 0
5830.45 | 0
5833.46 | 0
5836.47 | 0
5839.49 | 0
5842.5 | 0
5845.51 | 0
5848.52 | 0
5851.53 | 0
5854.54 | 0
5857.56 | 0
5860.57 | 0
5863.58 | 0
5866.59 | 0
5869.6 | 0
5872.61 | 0
5875.63 | 0
5878.64 | 0
5881.65 | 0
5884.66 | 0
5887.67 | 0
5890.68 | 0
5893.69 | 0
5896.71 | 0
5899.72 | 0
5902.73 | 0
5905.74 | 0
5908.75 | 0
5911.76 | 0
5914.78 | 0
5917.79 | 0
5920.8 | 0
5923.81 | 0
5926.82 | 0
5929.83 | 0
5932.85 | 0
5935.86 | 0
5938.87 | 0
5941.88 | 0
5944.89 | 0
5947.9 | 0
5950.92 | 0
5953.93 | 0
5956.94 | 0
5959.95 | 0
5962.96 | 0
5965.97 | 0
5968.98 | 0
5972 | 0
5975.01 | 0
5978.02 | 0
5981.03 | 0
5984.04 | 0
5987.05 | 0
5990.07 | 0
5993.08 | 0
5996.09 | 0
5999.1 | 0
6002.11 | 0
6005.12 | 0
6008.14 | 0
6011.15 | 0
6014.16 | 0
6017.17 | 0
6020.18 | 0
6023.19 | 0
6026.2 | 0
6029.22 | 0
6032.23 | 0
6035.24 | 0
6038.25 | 0
6041.26 | 0
6044.27 | 0
6047.29 | 0
6050.3 | 0
6053.31 | 0
6056.32 | 0
6059.33 | 0
6062.34 | 0
6065.36 | 0
6068.37 | 0
6071.38 | 0
6074.39 | 0
6077.4 | 0
6080.41 | 0
6083.43 | 0
6086.44 | 0
6089.45 | 0
6092.46 | 0
6095.47 | 0
6098.48 | 0
6101.49 | 0
6104.51 | 0
6107.52 | 0
6110.53 | 0
6113.54 | 0
6116.55 | 0
6119.56 | 0
6122.58 | 0
6125.59 | 0
6128.6 | 0
6131.61 | 0
6134.62 | 0
6137.63 | 0
6140.65 | 0
6143.66 | 0
6146.67 | 0
6149.68 | 0
6152.69 | 0
6155.7 | 0
6158.72 | 0
6161.73 | 0
6164.74 | 0
6167.75 | 0
6170.76 | 0
6173.77 | 0
6176.78 | 0
6179.8 | 0
6182.81 | 0
6185.82 | 0
6188.83 | 0
6191.84 | 0
6194.85 | 0
6197.87 | 0
6200.88 | 0
6203.89 | 0
6206.9 | 0
6209.91 | 0
6212.92 | 0
6215.94 | 0
6218.95 | 0
6221.96 | 0
6224.97 | 0
6227.98 | 0
6230.99 | 0
6234.01 | 0
6237.02 | 0
6240.03 | 0
6243.04 | 0
6246.05 | 0
6249.06 | 0
6252.07 | 0
6255.09 | 0
6258.1 | 0
6261.11 | 0
6264.12 | 0
6267.13 | 0
6270.14 | 0
6273.16 | 0
6276.17 | 0
6279.18 | 0
6282.19 | 0
6285.2 | 0
6288.21 | 0
6291.23 | 0
6294.24 | 0
6297.25 | 0
6300.26 | 0
6303.27 | 0
6306.28 | 0
6309.3 | 0
6312.31 | 0
6315.32 | 0
6318.33 | 0
6321.34 | 0
6324.35 | 0
6327.36 | 0
6330.38 | 0
6333.39 | 0
6336.4 | 0
6339.41 | 0
6342.42 | 0
6345.43 | 0
6348.45 | 0
6351.46 | 0
6354.47 | 0
6357.48 | 0
6360.49 | 0
6363.5 | 0
6366.52 | 0
6369.53 | 0
6372.54 | 0
6375.55 | 0
6378.56 | 0
6381.57 | 0
6384.58 | 0
6387.6 | 0
6390.61 | 0
6393.62 | 0
6396.63 | 0
6399.64 | 0
6402.65 | 0
6405.67 | 0
6408.68 | 0
6411.69 | 0
6414.7 | 0
6417.71 | 0
6420.72 | 0
6423.74 | 0
6426.75 | 0
6429.76 | 0
6432.77 | 0
6435.78 | 0
6438.79 | 0
6441.81 | 0
6444.82 | 0
6447.83 | 0
6450.84 | 0
6453.85 | 0
6456.86 | 0
6459.87 | 0
6462.89 | 0
6465.9 | 0
6468.91 | 0
6471.92 | 0
6474.93 | 0
6477.94 | 0
6480.96 | 0
6483.97 | 0
6486.98 | 0
6489.99 | 0
6493 | 0
6496.01 | 0
6499.03 | 0
6502.04 | 0
6505.05 | 0
6508.06 | 0
6511.07 | 0
6514.08 | 0
6517.1 | 0
6520.11 | 0
6523.12 | 0
6526.13 | 0
6529.14 | 0
6532.15 | 0
6535.16 | 0
6538.18 | 0
6541.19 | 0
6544.2 | 0
6547.21 | 0
6550.22 | 0
6553.23 | 0
6556.25 | 0
6559.26 | 0
6562.27 | 0
6565.28 | 0
6568.29 | 0
6571.3 | 0
6574.32 | 0
6577.33 | 0
6580.34 | 0
6583.35 | 0
6586.36 | 0
6589.37 | 0
6592.39 | 0
6595.4 | 0
6598.41 | 0
6601.42 | 0
6604.43 | 0
6607.44 | 0
6610.45 | 0
6613.47 | 0
6616.48 | 0
6619.49 | 0
6622.5 | 0
6625.51 | 0
6628.52 | 0
6631.54 | 0
6634.55 | 0
6637.56 | 0
6640.57 | 0
6643.58 | 0
6646.59 | 0
6649.61 | 0
6652.62 | 0
6655.63 | 0
6658.64 | 0
6661.65 | 0
6664.66 | 0
6667.68 | 0
6670.69 | 0
6673.7 | 0
6676.71 | 0
6679.72 | 0
6682.73 | 0
6685.74 | 0
6688.76 | 0
6691.77 | 0
6694.78 | 0
6697.79 | 0
6700.8 | 0
6703.81 | 0
6706.83 | 0
6709.84 | 0
6712.85 | 0
6715.86 | 0
6718.87 | 0
6721.88 | 0
6724.9 | 0
6727.91 | 0
6730.92 | 0
6733.93 | 0
6736.94 | 0
6739.95 | 0
6742.96 | 0
6745.98 | 0
6748.99 | 0
6752 | 0
6755.01 | 0
6758.02 | 0
6761.03 | 0
6764.05 | 0
6767.06 | 0
6770.07 | 0
6773.08 | 0
6776.09 | 0
6779.1 | 0
6782.12 | 0
6785.13 | 0
6788.14 | 0
6791.15 | 0
6794.16 | 0
6797.17 | 0
6800.19 | 0
6803.2 | 0
6806.21 | 0
6809.22 | 0
6812.23 | 0
6815.24 | 0
6818.25 | 0
6821.27 | 0
6824.28 | 0
6827.29 | 0
6830.3 | 0
6833.31 | 0
6836.32 | 0
6839.34 | 0
6842.35 | 0
6845.36 | 0
6848.37 | 0
6851.38 | 0
6854.39 | 0
6857.41 | 0
6860.42 | 0
6863.43 | 0
6866.44 | 0
6869.45 | 0
6872.46 | 0
6875.48 | 0
6878.49 | 0
6881.5 | 0
6884.51 | 0
6887.52 | 0
6890.53 | 0
6893.54 | 0
6896.56 | 0
6899.57 | 0
6902.58 | 0
6905.59 | 0
6908.6 | 0
6911.61 | 0
6914.63 | 0
6917.64 | 0
6920.65 | 0
6923.66 | 0
6926.67 | 0
6929.68 | 0
6932.7 | 0
6935.71 | 0
6938.72 | 0
6941.73 | 0
6944.74 | 0
6947.75 | 0
6950.77 | 0
6953.78 | 0
6956.79 | 0
6959.8 | 0
6962.81 | 0
6965.82 | 0
6968.83 | 0
6971.85 | 0
6974.86 | 0
6977.87 | 0
6980.88 | 0
6983.89 | 0
6986.9 | 0
6989.92 | 0
6992.93 | 0
6995.94 | 0
6998.95 | 0
7001.96 | 0
7004.97 | 0
7007.99 | 0
7011 | 0
7014.01 | 0
7017.02 | 0
7020.03 | 0
7023.04 | 0
7026.06 | 0
7029.07 | 0
7032.08 | 0
7035.09 | 0
7038.1 | 0
7041.11 | 0
7044.12 | 0
7047.14 | 0
7050.15 | 0
7053.16 | 0
7056.17 | 0
7059.18 | 0
7062.19 | 0
7065.21 | 0
7068.22 | 0
7071.23 | 0
7074.24 | 0
7077.25 | 0
7080.26 | 0
7083.28 | 0
7086.29 | 0
7089.3 | 0
7092.31 | 0
7095.32 | 0
7098.33 | 0
7101.34 | 0
7104.36 | 0
7107.37 | 0
7110.38 | 0
7113.39 | 0
7116.4 | 0
7119.41 | 0
7122.43 | 0
7125.44 | 0
7128.45 | 0
7131.46 | 0
7134.47 | 0
7137.48 | 0
7140.5 | 0
7143.51 | 0
7146.52 | 0
7149.53 | 0
7152.54 | 0
7155.55 | 0
7158.57 | 0
7161.58 | 0
7164.59 | 0
7167.6 | 0
7170.61 | 0
7173.62 | 0
7176.63 | 0
7179.65 | 0
7182.66 | 0
7185.67 | 0
7188.68 | 0
7191.69 | 0
7194.7 | 0
7197.72 | 0
7200.73 | 0
7203.74 | 0
7206.75 | 0
7209.76 | 0
7212.77 | 0
7215.79 | 0
7218.8 | 0
7221.81 | 0
7224.82 | 0
7227.83 | 0
7230.84 | 0
7233.86 | 0
7236.87 | 0
7239.88 | 0
7242.89 | 0
7245.9 | 0
7248.91 | 0
7251.92 | 0
7254.94 | 0
7257.95 | 0
7260.96 | 0
7263.97 | 0
7266.98 | 0
7269.99 | 0
7273.01 | 0
7276.02 | 0
7279.03 | 0
7282.04 | 0
7285.05 | 0
7288.06 | 0
7291.08 | 0
7294.09 | 0
7297.1 | 0
7300.11 | 0
7303.12 | 0
7306.13 | 0
7309.15 | 0
7312.16 | 0
7315.17 | 0
7318.18 | 0
7321.19 | 0
7324.2 | 0
7327.21 | 0
7330.23 | 0
7333.24 | 0
7336.25 | 0
7339.26 | 0
7342.27 | 0
7345.28 | 0
7348.3 | 0
7351.31 | 0
7354.32 | 0
7357.33 | 0
7360.34 | 0
7363.35 | 0
7366.37 | 0
7369.38 | 0
7372.39 | 0
7375.4 | 0
7378.41 | 0
7381.42 | 0
7384.44 | 0
7387.45 | 0
7390.46 | 0
7393.47 | 0
7396.48 | 0
7399.49 | 0
7402.5 | 0
7405.52 | 0
7408.53 | 0
7411.54 | 0
7414.55 | 0
7417.56 | 0
7420.57 | 0
7423.59 | 0
7426.6 | 0
7429.61 | 0
7432.62 | 0
7435.63 | 0
7438.64 | 0
7441.66 | 0
7444.67 | 0
7447.68 | 0
7450.69 | 0
7453.7 | 0
7456.71 | 0
7459.72 | 0
7462.74 | 0
7465.75 | 0
7468.76 | 0
7471.77 | 0
7474.78 | 0
7477.79 | 0
7480.81 | 0
7483.82 | 0
7486.83 | 0
7489.84 | 0
7492.85 | 0
7495.86 | 0
7498.88 | 0
7501.89 | 0
7504.9 | 0
7507.91 | 0
7510.92 | 0
7513.93 | 0
7516.95 | 0
7519.96 | 0
7522.97 | 0
7525.98 | 0
7528.99 | 0
7532 | 0
7535.01 | 0
7538.03 | 0
7541.04 | 0
7544.05 | 0
7547.06 | 0
7550.07 | 0
7553.08 | 0
7556.1 | 0
7559.11 | 0
7562.12 | 0
7565.13 | 0
7568.14 | 0
7571.15 | 0
7574.17 | 0
7577.18 | 0
7580.19 | 0
7583.2 | 0
7586.21 | 0
7589.22 | 0
7592.24 | 0
7595.25 | 0
7598.26 | 0
7601.27 | 0
7604.28 | 0
7607.29 | 0
7610.3 | 0
7613.32 | 0
7616.33 | 0
7619.34 | 0
7622.35 | 0
7625.36 | 0
7628.37 | 0
7631.39 | 0
7634.4 | 0
7637.41 | 0
7640.42 | 0
7643.43 | 0
7646.44 | 0
7649.46 | 0
7652.47 | 0
7655.48 | 0
7658.49 | 0
7661.5 | 0
7664.51 | 0
7667.53 | 0
7670.54 | 0
7673.55 | 0
7676.56 | 0
7679.57 | 0
7682.58 | 0
7685.59 | 0
7688.61 | 0
7691.62 | 0
7694.63 | 0
7697.64 | 0
7700.65 | 0
7703.66 | 0
7706.68 | 0
7709.69 | 0
7712.7 | 0
7715.71 | 0
7718.72 | 0
7721.73 | 0
7724.75 | 0
7727.76 | 0
7730.77 | 0
7733.78 | 0
7736.79 | 0
7739.8 | 0
7742.82 | 0
7745.83 | 0
7748.84 | 0
7751.85 | 0
7754.86 | 0
7757.87 | 0
7760.88 | 0
7763.9 | 0
7766.91 | 0
7769.92 | 0
7772.93 | 0
7775.94 | 0
7778.95 | 0
7781.97 | 0
7784.98 | 0
7787.99 | 0
7791 | 0
7794.01 | 0
7797.02 | 0
7800.04 | 0
7803.05 | 0
7806.06 | 0
7809.07 | 0
7812.08 | 0
7815.09 | 0
7818.1 | 0
7821.12 | 0
7824.13 | 0
7827.14 | 0
7830.15 | 0
7833.16 | 0
7836.17 | 0
7839.19 | 0
7842.2 | 0
7845.21 | 0
7848.22 | 0
7851.23 | 0
7854.24 | 0
7857.26 | 0
7860.27 | 0
7863.28 | 0
7866.29 | 0
7869.3 | 0
7872.31 | 0
7875.33 | 0
7878.34 | 0
7881.35 | 0
7884.36 | 0
7887.37 | 0
7890.38 | 0
7893.39 | 0
7896.41 | 0
7899.42 | 0
7902.43 | 0
7905.44 | 0
7908.45 | 0
7911.46 | 0
7914.48 | 0
7917.49 | 0
7920.5 | 0
7923.51 | 0
7926.52 | 0
7929.53 | 0
7932.55 | 0
7935.56 | 0
7938.57 | 0
7941.58 | 0
7944.59 | 0
7947.6 | 0
7950.62 | 0
7953.63 | 0
7956.64 | 0
7959.65 | 0
7962.66 | 0
7965.67 | 0
7968.68 | 0
7971.7 | 0
7974.71 | 0
7977.72 | 0
7980.73 | 0
7983.74 | 0
7986.75 | 0
7989.77 | 0
7992.78 | 0
7995.79 | 0
7998.8 | 0
8001.81 | 0
8004.82 | 0
8007.84 | 0
8010.85 | 0
8013.86 | 0
8016.87 | 0
8019.88 | 0
8022.89 | 0
8025.91 | 0
8028.92 | 0
8031.93 | 0
8034.94 | 0
8037.95 | 0
8040.96 | 0
8043.97 | 0
8046.99 | 0
8050 | 0
8053.01 | 0
8056.02 | 0
8059.03 | 0
8062.04 | 0
8065.06 | 0
8068.07 | 0
8071.08 | 0
8074.09 | 0
8077.1 | 0
8080.11 | 0
8083.13 | 0
8086.14 | 0
8089.15 | 0
8092.16 | 0
8095.17 | 0
8098.18 | 0
8101.2 | 0
8104.21 | 0
8107.22 | 0
8110.23 | 0
8113.24 | 0
8116.25 | 0
8119.26 | 0
8122.28 | 0
8125.29 | 0
8128.3 | 0
8131.31 | 0
8134.32 | 0
8137.33 | 0
8140.35 | 0
8143.36 | 0
8146.37 | 0
8149.38 | 0
8152.39 | 0
8155.4 | 0
8158.42 | 0
8161.43 | 0
8164.44 | 0
8167.45 | 0
8170.46 | 0
8173.47 | 0
8176.48 | 0
8179.5 | 0
8182.51 | 0
8185.52 | 0
8188.53 | 0
8191.54 | 0
8194.55 | 0
8197.57 | 0
8200.58 | 0
8203.59 | 0
8206.6 | 0
8209.61 | 0
8212.62 | 0
8215.64 | 0
8218.65 | 0
8221.66 | 0
8224.67 | 0
8227.68 | 0
8230.69 | 0
8233.71 | 0
8236.72 | 0
8239.73 | 0
8242.74 | 0
8245.75 | 0
8248.76 | 0
8251.77 | 0
8254.79 | 0
8257.8 | 0
8260.81 | 0
8263.82 | 0
8266.83 | 0
8269.84 | 0
8272.86 | 0
8275.87 | 0
8278.88 | 0
8281.89 | 0
8284.9 | 0
8287.91 | 0
8290.93 | 0
8293.94 | 0
8296.95 | 0
8299.96 | 0
8302.97 | 0
8305.98 | 0
8309 | 0
8312.01 | 0
8315.02 | 0
8318.03 | 0
8321.04 | 0
8324.05 | 0
8327.06 | 0
8330.08 | 0
8333.09 | 0
8336.1 | 0
8339.11 | 0
8342.12 | 0
8345.13 | 0
8348.15 | 0
8351.16 | 0
8354.17 | 0
8357.18 | 0
8360.19 | 0
8363.2 | 0
8366.22 | 0
8369.23 | 0
8372.24 | 0
8375.25 | 0
8378.26 | 0
8381.27 | 0
8384.29 | 0
8387.3 | 0
8390.31 | 0
8393.32 | 0
8396.33 | 0
8399.34 | 0
8402.35 | 0
8405.37 | 0
8408.38 | 0
8411.39 | 0
8414.4 | 0
8417.41 | 0
8420.42 | 0
8423.44 | 0
8426.45 | 0
8429.46 | 0
8432.47 | 0
8435.48 | 0
8438.49 | 0
8441.51 | 0
8444.52 | 0
8447.53 | 0
8450.54 | 0
8453.55 | 0
8456.56 | 0
8459.58 | 0
8462.59 | 0
8465.6 | 0
8468.61 | 0
8471.62 | 0
8474.63 | 0
8477.64 | 0
8480.66 | 0
8483.67 | 0
8486.68 | 0
8489.69 | 0
8492.7 | 0
8495.71 | 0
8498.73 | 0
8501.74 | 0
8504.75 | 0
8507.76 | 0
8510.77 | 0
8513.78 | 0
8516.8 | 0
8519.81 | 0
8522.82 | 0
8525.83 | 0
8528.84 | 0
8531.85 | 0
8534.86 | 0
8537.88 | 0
8540.89 | 0
8543.9 | 0
8546.91 | 0
8549.92 | 0
8552.93 | 0
8555.95 | 0
8558.96 | 0
8561.97 | 0
8564.98 | 0
8567.99 | 0
8571 | 0
8574.02 | 0
8577.03 | 0
8580.04 | 0
8583.05 | 0
8586.06 | 0
8589.07 | 0
8592.09 | 0
8595.1 | 0
8598.11 | 0
8601.12 | 0
8604.13 | 0
8607.14 | 0
8610.15 | 0
8613.17 | 0
8616.18 | 0
8619.19 | 0
8622.2 | 0
8625.21 | 0
8628.22 | 0
8631.24 | 0
8634.25 | 0
8637.26 | 0
8640.27 | 0
8643.28 | 0
8646.29 | 0
8649.31 | 0
8652.32 | 0
8655.33 | 0
8658.34 | 0
8661.35 | 0
8664.36 | 0
8667.38 | 0
8670.39 | 0
8673.4 | 0
8676.41 | 0
8679.42 | 0
8682.43 | 0
8685.44 | 0
8688.46 | 0
8691.47 | 0
8694.48 | 0
8697.49 | 0
8700.5 | 0
8703.51 | 0
8706.53 | 0
8709.54 | 0
8712.55 | 0
8715.56 | 0
8718.57 | 0
8721.58 | 0
8724.6 | 0
8727.61 | 0
8730.62 | 0
8733.63 | 0
8736.64 | 0
8739.65 | 0
8742.67 | 0
8745.68 | 0
8748.69 | 0
8751.7 | 0
8754.71 | 0
8757.72 | 0
8760.73 | 0
8763.75 | 0
8766.76 | 0
8769.77 | 0
8772.78 | 0
8775.79 | 0
8778.8 | 0
8781.82 | 0
8784.83 | 0
8787.84 | 0
8790.85 | 0
8793.86 | 0
8796.87 | 0
8799.89 | 0
8802.9 | 0
8805.91 | 0
8808.92 | 0
8811.93 | 0
8814.94 | 0
8817.96 | 0
8820.97 | 0
8823.98 | 0
8826.99 | 0
8830 | 0
8833.01 | 0
8836.02 | 0
8839.04 | 0
8842.05 | 0
8845.06 | 0
8848.07 | 0
8851.08 | 0
8854.09 | 0
8857.11 | 0
8860.12 | 0
8863.13 | 0
8866.14 | 0
8869.15 | 0
8872.16 | 0
8875.18 | 0
8878.19 | 0
8881.2 | 0
8884.21 | 0
8887.22 | 0
8890.23 | 0
8893.24 | 0
8896.26 | 0
8899.27 | 0
8902.28 | 0
8905.29 | 0
8908.3 | 0
8911.31 | 0
8914.33 | 0
8917.34 | 0
8920.35 | 0
8923.36 | 0
8926.37 | 0
8929.38 | 0
8932.4 | 0
8935.41 | 0
8938.42 | 0
8941.43 | 0
8944.44 | 0
8947.45 | 0
8950.47 | 0
8953.48 | 0
8956.49 | 0
8959.5 | 0
8962.51 | 0
8965.52 | 0
8968.53 | 0
8971.55 | 0
8974.56 | 0
8977.57 | 0
8980.58 | 0
8983.59 | 0
8986.6 | 0
8989.62 | 0
8992.63 | 0
8995.64 | 0
8998.65 | 0
9001.66 | 0
9004.67 | 0
9007.69 | 0
9010.7 | 0
9013.71 | 0
9016.72 | 0
9019.73 | 0
9022.74 | 0
9025.76 | 0
9028.77 | 0
9031.78 | 0
9034.79 | 0
9037.8 | 0
9040.81 | 0
9043.82 | 0
9046.84 | 0
9049.85 | 0
9052.86 | 0
9055.87 | 0
9058.88 | 0
9061.89 | 0
9064.91 | 0
9067.92 | 0
9070.93 | 0
9073.94 | 0
9076.95 | 0
9079.96 | 0
9082.98 | 0
9085.99 | 0
9089 | 0
9092.01 | 0
9095.02 | 0
9098.03 | 0
9101.05 | 0
9104.06 | 0
9107.07 | 0
9110.08 | 0
9113.09 | 0
9116.1 | 0
9119.11 | 0
9122.13 | 0
9125.14 | 0
9128.15 | 0
9131.16 | 0
9134.17 | 0
9137.18 | 0
9140.2 | 0
9143.21 | 0
9146.22 | 0
9149.23 | 0
9152.24 | 0
9155.25 | 0
9158.27 | 0
9161.28 | 0
9164.29 | 0
9167.3 | 0
9170.31 | 0
9173.32 | 0
9176.34 | 0
9179.35 | 0
9182.36 | 0
9185.37 | 0
9188.38 | 0
9191.39 | 0
9194.4 | 0
9197.42 | 0
9200.43 | 0
9203.44 | 0
9206.45 | 0
9209.46 | 0
9212.47 | 0
9215.49 | 0
9218.5 | 0
9221.51 | 0
9224.52 | 0
9227.53 | 0
9230.54 | 0
9233.56 | 0
9236.57 | 0
9239.58 | 0
9242.59 | 0
9245.6 | 0
9248.61 | 0
9251.63 | 0
9254.64 | 0
9257.65 | 0
9260.66 | 0
9263.67 | 0
9266.68 | 0
9269.69 | 0
9272.71 | 0
9275.72 | 0
9278.73 | 0
9281.74 | 0
9284.75 | 0
9287.76 | 0
9290.78 | 0
9293.79 | 0
9296.8 | 0
9299.81 | 0
9302.82 | 0
9305.83 | 0
9308.85 | 0
9311.86 | 0
9314.87 | 0
9317.88 | 0
9320.89 | 0
9323.9 | 0
9326.91 | 0
9329.93 | 0
9332.94 | 0
9335.95 | 0
9338.96 | 0
9341.97 | 0
9344.98 | 0
9348 | 0
9351.01 | 0
9354.02 | 0
9357.03 | 0
9360.04 | 0
9363.05 | 0
9366.07 | 0
9369.08 | 0
9372.09 | 0
9375.1 | 0
9378.11 | 0
9381.12 | 0
9384.14 | 0
9387.15 | 0
9390.16 | 0
9393.17 | 0
9396.18 | 0
9399.19 | 0
9402.2 | 0
9405.22 | 0
9408.23 | 0
9411.24 | 0
9414.25 | 0
9417.26 | 0
9420.27 | 0
9423.29 | 0
9426.3 | 0
9429.31 | 0
9432.32 | 0
9435.33 | 0
9438.34 | 0
9441.36 | 0
9444.37 | 0
9447.38 | 0
9450.39 | 0
9453.4 | 0
9456.41 | 0
9459.43 | 0
9462.44 | 0
9465.45 | 0
9468.46 | 0
9471.47 | 0
9474.48 | 0
9477.49 | 0
9480.51 | 0
9483.52 | 0
9486.53 | 0
9489.54 | 0
9492.55 | 0
9495.56 | 0
9498.58 | 0
9501.59 | 0
9504.6 | 0
9507.61 | 0
9510.62 | 0
9513.63 | 0
9516.65 | 0
9519.66 | 0
9522.67 | 0
9525.68 | 0
9528.69 | 0
9531.7 | 0
9534.72 | 0
9537.73 | 0
9540.74 | 0
9543.75 | 0
9546.76 | 0
9549.77 | 0
9552.78 | 0
9555.8 | 0
9558.81 | 0
9561.82 | 0
9564.83 | 0
9567.84 | 0
9570.85 | 0
9573.87 | 0
9576.88 | 0
9579.89 | 0
9582.9 | 0
9585.91 | 0
9588.92 | 0
9591.94 | 0
9594.95 | 0
9597.96 | 0
9600.97 | 0
9603.98 | 0
9606.99 | 0
9610.01 | 0
9613.02 | 0
9616.03 | 0
9619.04 | 0
9622.05 | 0
9625.06 | 0
9628.07 | 0
9631.09 | 0
9634.1 | 0
9637.11 | 0
9640.12 | 0
9643.13 | 0
9646.14 | 0
9649.16 | 0
9652.17 | 0
9655.18 | 0
9658.19 | 0
9661.2 | 0
9664.21 | 0
9667.23 | 0
9670.24 | 0
9673.25 | 0
9676.26 | 0
9679.27 | 0
9682.28 | 0
9685.29 | 0
9688.31 | 0
9691.32 | 0
9694.33 | 0
9697.34 | 0
9700.35 | 0
9703.36 | 0
9706.38 | 0
9709.39 | 0
9712.4 | 0
9715.41 | 0
9718.42 | 0
9721.43 | 0
9724.45 | 0
9727.46 | 0
9730.47 | 0
9733.48 | 0
9736.49 | 0
9739.5 | 0
9742.52 | 0
9745.53 | 0
9748.54 | 0
9751.55 | 0
9754.56 | 0
9757.57 | 0
9760.58 | 0
9763.6 | 0
9766.61 | 0
9769.62 | 0
9772.63 | 0
9775.64 | 0
9778.65 | 0
9781.67 | 0
9784.68 | 0
9787.69 | 0
9790.7 | 0
9793.71 | 0
9796.72 | 0
9799.74 | 0
9802.75 | 0
9805.76 | 0
9808.77 | 0
9811.78 | 0
9814.79 | 0
9817.81 | 0
9820.82 | 0
9823.83 | 0
9826.84 | 0
9829.85 | 0
9832.86 | 0
9835.87 | 0
9838.89 | 0
9841.9 | 0
9844.91 | 0
9847.92 | 0
9850.93 | 0
9853.94 | 0
9856.96 | 0
9859.97 | 0
9862.98 | 0
9865.99 | 0
9869 | 0
9872.01 | 0
9875.03 | 0
9878.04 | 0
9881.05 | 0
9884.06 | 0
9887.07 | 0
9890.08 | 0
9893.1 | 0
9896.11 | 0
9899.12 | 0
9902.13 | 0
9905.14 | 0
9908.15 | 0
9911.16 | 0
9914.18 | 0
9917.19 | 0
9920.2 | 0
9923.21 | 0
9926.22 | 0
9929.23 | 0
9932.25 | 0
9935.26 | 0
9938.27 | 0
9941.28 | 0
9944.29 | 0
9947.3 | 0
9950.32 | 0
9953.33 | 0
9956.34 | 0
9959.35 | 0
9962.36 | 0
9965.37 | 0
9968.39 | 0
9971.4 | 0
9974.41 | 0
9977.42 | 0
9980.43 | 0
9983.44 | 0
9986.45 | 0
9989.47 | 0
9992.48 | 0
9995.49 | 0
9998.5 | 0
10001.51 | 0
10004.52 | 0
10007.54 | 0
10010.55 | 0
10013.56 | 0
10016.57 | 0
10019.58 | 0
10022.59 | 0
10025.61 | 0
10028.62 | 0
10031.63 | 0
10034.64 | 0
10037.65 | 0
10040.66 | 0
10043.67 | 0
10046.69 | 0
10049.7 | 0
10052.71 | 0
10055.72 | 0
10058.73 | 0
10061.74 | 0
10064.76 | 0
10067.77 | 0
10070.78 | 0
10073.79 | 0
10076.8 | 0
10079.81 | 0
10082.83 | 0
10085.84 | 0
10088.85 | 0
10091.86 | 0
10094.87 | 0
10097.88 | 0
10100.9 | 0
10103.91 | 0
10106.92 | 0
10109.93 | 0
10112.94 | 0
10115.95 | 0
10118.96 | 0
10121.98 | 0
10124.99 | 0
10128 | 0
10131.01 | 0
10134.02 | 0
10137.03 | 0
10140.05 | 0
10143.06 | 0
10146.07 | 0
10149.08 | 0
10152.09 | 0
10155.1 | 0
10158.12 | 0
10161.13 | 0
10164.14 | 0
10167.15 | 0
10170.16 | 0
10173.17 | 0
10176.19 | 0
10179.2 | 0
10182.21 | 0
10185.22 | 0
10188.23 | 0
10191.24 | 0
10194.25 | 0
10197.27 | 0
10200.28 | 0
10203.29 | 0
10206.3 | 0
10209.31 | 0
10212.32 | 0
10215.34 | 0
10218.35 | 0
10221.36 | 0
10224.37 | 0
10227.38 | 0
10230.39 | 0
10233.41 | 0
10236.42 | 0
10239.43 | 0
10242.44 | 0
10245.45 | 0
10248.46 | 0
10251.48 | 0
10254.49 | 0
10257.5 | 0
10260.51 | 0
10263.52 | 0
10266.53 | 0
10269.54 | 0
10272.56 | 0
10275.57 | 0
10278.58 | 0
10281.59 | 0
10284.6 | 0
10287.61 | 0
10290.63 | 0
10293.64 | 0
10296.65 | 0
10299.66 | 0
10302.67 | 0
10305.68 | 0
10308.7 | 0
10311.71 | 0
10314.72 | 0
10317.73 | 0
10320.74 | 0
10323.75 | 0
10326.77 | 0
10329.78 | 0
10332.79 | 0
10335.8 | 0
10338.81 | 0
10341.82 | 0
10344.83 | 0
10347.85 | 0
10350.86 | 0
10353.87 | 0
10356.88 | 0
10359.89 | 0
10362.9 | 0
10365.92 | 0
10368.93 | 0
10371.94 | 0
10374.95 | 0
10377.96 | 0
10380.97 | 0
10383.99 | 0
10387 | 0
10390.01 | 0
10393.02 | 0
10396.03 | 0
10399.04 | 0
10402.05 | 0
10405.07 | 0
10408.08 | 0
10411.09 | 0
10414.1 | 0
10417.11 | 0
10420.12 | 0
10423.14 | 0
10426.15 | 0
10429.16 | 0
10432.17 | 0
10435.18 | 0
10438.19 | 0
10441.21 | 0
10444.22 | 0
10447.23 | 0
10450.24 | 0
10453.25 | 0
10456.26 | 0
10459.28 | 0
10462.29 | 0
10465.3 | 0
10468.31 | 0
10471.32 | 0
10474.33 | 0
10477.34 | 0
10480.36 | 0
10483.37 | 0
10486.38 | 0
10489.39 | 0
10492.4 | 0
10495.41 | 0
10498.43 | 0
10501.44 | 0
10504.45 | 0
10507.46 | 0
10510.47 | 0
10513.48 | 0
10516.5 | 0
10519.51 | 0
10522.52 | 0
10525.53 | 0
10528.54 | 0
10531.55 | 0
10534.57 | 0
10537.58 | 0
10540.59 | 0
10543.6 | 0
10546.61 | 0
10549.62 | 0
10552.63 | 0
10555.65 | 0
10558.66 | 0
10561.67 | 0
10564.68 | 0
10567.69 | 0
10570.7 | 0
10573.72 | 0
10576.73 | 0
10579.74 | 0
10582.75 | 0
10585.76 | 0
10588.77 | 0
10591.79 | 0
10594.8 | 0
10597.81 | 0
10600.82 | 0
10603.83 | 0
10606.84 | 0
10609.86 | 0
10612.87 | 0
10615.88 | 0
10618.89 | 0
10621.9 | 0
10624.91 | 0
10627.92 | 0
10630.94 | 0
10633.95 | 0
10636.96 | 0
10639.97 | 0
10642.98 | 0
10645.99 | 0
10649.01 | 0
10652.02 | 0
10655.03 | 0
10658.04 | 0
10661.05 | 0
10664.06 | 0
10667.08 | 0
10670.09 | 0
10673.1 | 0
10676.11 | 0
10679.12 | 0
10682.13 | 0
10685.15 | 0
10688.16 | 0
10691.17 | 0
10694.18 | 0
10697.19 | 0
10700.2 | 0
10703.21 | 0
10706.23 | 0
10709.24 | 0
10712.25 | 0
10715.26 | 0
10718.27 | 0
10721.28 | 0
10724.3 | 0
10727.31 | 0
10730.32 | 0
10733.33 | 0
10736.34 | 0
10739.35 | 0
10742.37 | 0
10745.38 | 0
10748.39 | 0
10751.4 | 0
10754.41 | 0
10757.42 | 0
10760.43 | 0
10763.45 | 0
10766.46 | 0
10769.47 | 0
10772.48 | 0
10775.49 | 0
10778.5 | 0
10781.52 | 0
10784.53 | 0
10787.54 | 0
10790.55 | 0
10793.56 | 0
10796.57 | 0
10799.59 | 0
10802.6 | 0
10805.61 | 0
10808.62 | 0
10811.63 | 0
10814.64 | 0
10817.66 | 0
10820.67 | 0
10823.68 | 0
10826.69 | 0
10829.7 | 0
10832.71 | 0
10835.72 | 0
10838.74 | 0
10841.75 | 0
10844.76 | 0
10847.77 | 0
10850.78 | 0
10853.79 | 0
10856.81 | 0
10859.82 | 0
10862.83 | 0
10865.84 | 0
10868.85 | 0
10871.86 | 0
10874.88 | 0
10877.89 | 0
10880.9 | 0
10883.91 | 0
10886.92 | 0
10889.93 | 0
10892.95 | 0
10895.96 | 0
10898.97 | 0
10901.98 | 0
10904.99 | 0
10908 | 0
10911.01 | 0
10914.03 | 0
10917.04 | 0
10920.05 | 0
10923.06 | 0
10926.07 | 0
10929.08 | 0
10932.1 | 0
10935.11 | 0
10938.12 | 0
10941.13 | 0
10944.14 | 0
10947.15 | 0
10950.17 | 0
10953.18 | 0
10956.19 | 0
10959.2 | 0
10962.21 | 0
10965.22 | 0
10968.24 | 0
10971.25 | 0
10974.26 | 0
10977.27 | 0
10980.28 | 0
10983.29 | 0
10986.3 | 0
10989.32 | 0
10992.33 | 0
10995.34 | 0
10998.35 | 0
11001.36 | 0
11004.37 | 0
11007.39 | 0
11010.4 | 0
11013.41 | 0
11016.42 | 0
11019.43 | 0
11022.44 | 0
11025.46 | 0
11028.47 | 0
11031.48 | 0
11034.49 | 0
11037.5 | 0
11040.51 | 0
11043.53 | 0
11046.54 | 0
11049.55 | 0
11052.56 | 0
11055.57 | 0
11058.58 | 0
11061.59 | 0
11064.61 | 0
11067.62 | 0
11070.63 | 0
11073.64 | 0
11076.65 | 0
11079.66 | 0
11082.68 | 0
11085.69 | 0
11088.7 | 0
11091.71 | 0
11094.72 | 0
11097.73 | 0
11100.75 | 0
11103.76 | 0
11106.77 | 0
11109.78 | 0
11112.79 | 0
11115.8 | 0
11118.81 | 0
11121.83 | 0
11124.84 | 0
11127.85 | 0
11130.86 | 0
11133.87 | 0
11136.88 | 0
11139.9 | 0
11142.91 | 0
11145.92 | 0
11148.93 | 0
11151.94 | 0
11154.95 | 0
11157.97 | 0
11160.98 | 0
11163.99 | 0
11167 | 0
11170.01 | 0
11173.02 | 0
11176.04 | 0
11179.05 | 0
11182.06 | 0
11185.07 | 0
11188.08 | 0
11191.09 | 0
11194.1 | 0
11197.12 | 0
11200.13 | 0
11203.14 | 0
11206.15 | 0
11209.16 | 0
11212.17 | 0
11215.19 | 0
11218.2 | 0
11221.21 | 0
11224.22 | 0
11227.23 | 0
11230.24 | 0
11233.26 | 0
11236.27 | 0
11239.28 | 0
11242.29 | 0
11245.3 | 0
11248.31 | 0
11251.33 | 0
11254.34 | 0
11257.35 | 0
11260.36 | 0
11263.37 | 0
11266.38 | 0
11269.39 | 0
11272.41 | 0
11275.42 | 0
11278.43 | 0
11281.44 | 0
11284.45 | 0
11287.46 | 0
11290.48 | 0
11293.49 | 0
11296.5 | 0
11299.51 | 0
11302.52 | 0
11305.53 | 0
11308.55 | 0
11311.56 | 0
11314.57 | 0
11317.58 | 0
11320.59 | 0
11323.6 | 0
11326.62 | 0
11329.63 | 0
11332.64 | 0
11335.65 | 0
11338.66 | 0
11341.67 | 0
11344.68 | 0
11347.7 | 0
11350.71 | 0
11353.72 | 0
11356.73 | 0
11359.74 | 0
11362.75 | 0
11365.77 | 0
11368.78 | 0
11371.79 | 0
11374.8 | 0
11377.81 | 0
11380.82 | 0
11383.84 | 0
11386.85 | 0
11389.86 | 0
11392.87 | 0
11395.88 | 0
11398.89 | 0
11401.91 | 0
11404.92 | 0
11407.93 | 0
11410.94 | 0
11413.95 | 0
11416.96 | 0
11419.97 | 0
11422.99 | 0
11426 | 0
11429.01 | 0
11432.02 | 0
11435.03 | 0
11438.04 | 0
11441.06 | 0
11444.07 | 0
11447.08 | 0
11450.09 | 0
11453.1 | 0
11456.11 | 0
11459.13 | 0
11462.14 | 0
11465.15 | 0
11468.16 | 0
11471.17 | 0
11474.18 | 0
11477.19 | 0
11480.21 | 0
11483.22 | 0
11486.23 | 0
11489.24 | 0
11492.25 | 0
11495.26 | 0
11498.28 | 0
11501.29 | 0
11504.3 | 0
11507.31 | 0
11510.32 | 0
11513.33 | 0
11516.35 | 0
11519.36 | 0
11522.37 | 0
11525.38 | 0
11528.39 | 0
11531.4 | 0
11534.42 | 0
11537.43 | 0
11540.44 | 0
11543.45 | 0
11546.46 | 0
11549.47 | 0
11552.48 | 0
11555.5 | 0
11558.51 | 0
11561.52 | 0
11564.53 | 0
11567.54 | 0
11570.55 | 0
11573.57 | 0
11576.58 | 0
11579.59 | 0
11582.6 | 0
11585.61 | 0
11588.62 | 0
11591.64 | 0
11594.65 | 0
11597.66 | 0
11600.67 | 0
11603.68 | 0
11606.69 | 0
11609.71 | 0
11612.72 | 0
11615.73 | 0
11618.74 | 0
11621.75 | 0
11624.76 | 0
11627.77 | 0
11630.79 | 0
11633.8 | 0
11636.81 | 0
11639.82 | 0
11642.83 | 0
11645.84 | 0
11648.86 | 0
11651.87 | 0
11654.88 | 0
11657.89 | 0
11660.9 | 0
11663.91 | 0
11666.93 | 0
11669.94 | 0
11672.95 | 0
11675.96 | 0
11678.97 | 0
11681.98 | 0
11685 | 0
11688.01 | 0
11691.02 | 0
11694.03 | 0
11697.04 | 0
11700.05 | 0
11703.06 | 0
11706.08 | 0
11709.09 | 0
11712.1 | 0
11715.11 | 0
11718.12 | 0
11721.13 | 0
11724.15 | 0
11727.16 | 0
11730.17 | 0
11733.18 | 0
11736.19 | 0
11739.2 | 0
11742.22 | 0
11745.23 | 0
11748.24 | 0
11751.25 | 0
11754.26 | 0
11757.27 | 0
11760.29 | 0
11763.3 | 0
11766.31 | 0
11769.32 | 0
11772.33 | 0
11775.34 | 0
11778.35 | 0
11781.37 | 0
11784.38 | 0
11787.39 | 0
11790.4 | 0
11793.41 | 0
11796.42 | 0
11799.44 | 0
11802.45 | 0
11805.46 | 0
11808.47 | 0
11811.48 | 0
11814.49 | 0
11817.51 | 0
11820.52 | 0
11823.53 | 0
11826.54 | 0
11829.55 | 0
11832.56 | 0
11835.57 | 0
11838.59 | 0
11841.6 | 0
11844.61 | 0
11847.62 | 0
11850.63 | 0
11853.64 | 0
11856.66 | 0
11859.67 | 0
11862.68 | 0
11865.69 | 0
11868.7 | 0
11871.71 | 0
11874.73 | 0
11877.74 | 0
11880.75 | 0
11883.76 | 0
11886.77 | 0
11889.78 | 0
11892.8 | 0
11895.81 | 0
11898.82 | 0
11901.83 | 0
11904.84 | 0
11907.85 | 0
11910.86 | 0
11913.88 | 0
11916.89 | 0
11919.9 | 0
11922.91 | 0
11925.92 | 0
11928.93 | 0
11931.95 | 0
11934.96 | 0
11937.97 | 0
11940.98 | 0
11943.99 | 0
11947 | 0
11950.02 | 0
11953.03 | 0
11956.04 | 0
11959.05 | 0
11962.06 | 0
11965.07 | 0
11968.09 | 0
11971.1 | 0
11974.11 | 0
11977.12 | 0
11980.13 | 0
11983.14 | 0
11986.15 | 0
11989.17 | 0
11992.18 | 0
11995.19 | 0
11998.2 | 0
12001.21 | 0
12004.22 | 0
12007.24 | 0
12010.25 | 0
12013.26 | 0
12016.27 | 0
12019.28 | 0
12022.29 | 0
12025.31 | 0
12028.32 | 0
12031.33 | 0
12034.34 | 0
12037.35 | 0
12040.36 | 0
12043.38 | 0
12046.39 | 0
12049.4 | 0
12052.41 | 0
12055.42 | 0
12058.43 | 0
12061.44 | 0
12064.46 | 0
12067.47 | 0
12070.48 | 0
12073.49 | 0
12076.5 | 0
12079.51 | 0
12082.53 | 0
12085.54 | 0
12088.55 | 0
12091.56 | 0
12094.57 | 0
12097.58 | 0
12100.6 | 0
12103.61 | 0
12106.62 | 0
12109.63 | 0
12112.64 | 0
12115.65 | 0
12118.67 | 0
12121.68 | 0
12124.69 | 0
12127.7 | 0
12130.71 | 0
12133.72 | 0
12136.73 | 0
12139.75 | 0
12142.76 | 0
12145.77 | 0
12148.78 | 0
12151.79 | 0
12154.8 | 0
12157.82 | 0
12160.83 | 0
12163.84 | 0
12166.85 | 0
12169.86 | 0
12172.87 | 0
12175.89 | 0
12178.9 | 0
12181.91 | 0
12184.92 | 0
12187.93 | 0
12190.94 | 0
12193.95 | 0
12196.97 | 0
12199.98 | 0
12202.99 | 0
12206 | 0
12209.01 | 0
12212.02 | 0
12215.04 | 0
12218.05 | 0
12221.06 | 0
12224.07 | 0
12227.08 | 0
12230.09 | 0
12233.11 | 0
12236.12 | 0
12239.13 | 0
12242.14 | 0
12245.15 | 0
12248.16 | 0
12251.18 | 0
12254.19 | 0
12257.2 | 0
12260.21 | 0
12263.22 | 0
12266.23 | 0
12269.24 | 0
12272.26 | 0
12275.27 | 0
12278.28 | 0
12281.29 | 0
12284.3 | 0
12287.31 | 0
12290.33 | 0
12293.34 | 0
12296.35 | 0
12299.36 | 0
12302.37 | 0
12305.38 | 0
12308.4 | 0
12311.41 | 0
12314.42 | 0
12317.43 | 0
12320.44 | 0
12323.45 | 0
12326.47 | 0
12329.48 | 0
12332.49 | 0
12335.5 | 0
12338.51 | 0
12341.52 | 0
12344.53 | 0
12347.55 | 0
12350.56 | 0
12353.57 | 0
12356.58 | 0
12359.59 | 0
12362.6 | 0
12365.62 | 0
12368.63 | 0
12371.64 | 0
12374.65 | 0
12377.66 | 0
12380.67 | 0
12383.69 | 0
12386.7 | 0
12389.71 | 0
12392.72 | 0
12395.73 | 0
12398.74 | 0
12401.76 | 0
12404.77 | 0
12407.78 | 0
12410.79 | 0
12413.8 | 0
12416.81 | 0
12419.82 | 0
12422.84 | 0
12425.85 | 0
12428.86 | 0
12431.87 | 0
12434.88 | 0
12437.89 | 0
12440.91 | 0
12443.92 | 0
12446.93 | 0
12449.94 | 0
12452.95 | 0
12455.96 | 0
12458.98 | 0
12461.99 | 0
12465 | 0
12468.01 | 0
12471.02 | 0
12474.03 | 0
12477.05 | 0
12480.06 | 0
12483.07 | 0
12486.08 | 0
12489.09 | 0
12492.1 | 0
12495.11 | 0
12498.13 | 0
12501.14 | 0
12504.15 | 0
12507.16 | 0
12510.17 | 0
12513.18 | 0
12516.2 | 0
12519.21 | 0
12522.22 | 0
12525.23 | 0
12528.24 | 0
12531.25 | 0
12534.27 | 0
12537.28 | 0
12540.29 | 0
12543.3 | 0
12546.31 | 0
12549.32 | 0
12552.33 | 0
12555.35 | 0
12558.36 | 0
12561.37 | 0
12564.38 | 0
12567.39 | 0
12570.4 | 0
12573.42 | 0
12576.43 | 0
12579.44 | 0
12582.45 | 0
12585.46 | 0
12588.47 | 0
12591.49 | 0
12594.5 | 0
12597.51 | 0
12600.52 | 0
12603.53 | 0
12606.54 | 0
12609.56 | 0
12612.57 | 0
12615.58 | 0
12618.59 | 0
12621.6 | 0
12624.61 | 0
12627.62 | 0
12630.64 | 0
12633.65 | 0
12636.66 | 0
12639.67 | 0
12642.68 | 0
12645.69 | 0
12648.71 | 0
12651.72 | 0
12654.73 | 0
12657.74 | 0
12660.75 | 0
12663.76 | 0
12666.78 | 0
12669.79 | 0
12672.8 | 0
12675.81 | 0
12678.82 | 0
12681.83 | 0
12684.85 | 0
12687.86 | 0
12690.87 | 0
12693.88 | 0
12696.89 | 0
12699.9 | 0
12702.91 | 0
12705.93 | 0
12708.94 | 0
12711.95 | 0
12714.96 | 0
12717.97 | 0
12720.98 | 0
12724 | 0
12727.01 | 0
12730.02 | 0
12733.03 | 0
12736.04 | 0
12739.05 | 0
12742.07 | 0
12745.08 | 0
12748.09 | 0
12751.1 | 0
12754.11 | 0
12757.12 | 0
12760.14 | 0
12763.15 | 0
12766.16 | 0
12769.17 | 0
12772.18 | 0
12775.19 | 0
12778.2 | 0
12781.22 | 0
12784.23 | 0
12787.24 | 0
12790.25 | 0
12793.26 | 0
12796.27 | 0
12799.29 | 0
12802.3 | 0
12805.31 | 0
12808.32 | 0
12811.33 | 0
12814.34 | 0
12817.36 | 0
12820.37 | 0
12823.38 | 0
12826.39 | 0
12829.4 | 0
12832.41 | 0
12835.43 | 0
12838.44 | 0
12841.45 | 0
12844.46 | 0
12847.47 | 0
12850.48 | 0
12853.49 | 0
12856.51 | 0
12859.52 | 0
12862.53 | 0
12865.54 | 0
12868.55 | 0
12871.56 | 0
12874.58 | 0
12877.59 | 0
12880.6 | 0
12883.61 | 0
12886.62 | 0
12889.63 | 0
12892.65 | 0
12895.66 | 0
12898.67 | 0
12901.68 | 0
12904.69 | 0
12907.7 | 0
12910.71 | 0
12913.73 | 0
12916.74 | 0
12919.75 | 0
12922.76 | 0
12925.77 | 0
12928.78 | 0
12931.8 | 0
12934.81 | 0
12937.82 | 0
12940.83 | 0
12943.84 | 0
12946.85 | 0
12949.87 | 0
12952.88 | 0
12955.89 | 0
12958.9 | 0
12961.91 | 0
12964.92 | 0
12967.94 | 0
12970.95 | 0
12973.96 | 0
12976.97 | 0
12979.98 | 0
12982.99 | 0
12986 | 0
12989.02 | 0
12992.03 | 0
12995.04 | 0
12998.05 | 0
13001.06 | 0
13004.07 | 0
13007.09 | 0
13010.1 | 0
13013.11 | 0
13016.12 | 0
13019.13 | 0
13022.14 | 0
13025.16 | 0
13028.17 | 0
13031.18 | 0
13034.19 | 0
13037.2 | 0
13040.21 | 0
13043.23 | 0
13046.24 | 0
13049.25 | 0
13052.26 | 0
13055.27 | 0
13058.28 | 0
13061.29 | 0
13064.31 | 0
13067.32 | 0
13070.33 | 0
13073.34 | 0
13076.35 | 0
13079.36 | 0
13082.38 | 0
13085.39 | 0
13088.4 | 0
13091.41 | 0
13094.42 | 0
13097.43 | 0
13100.45 | 0
13103.46 | 0
13106.47 | 0
13109.48 | 0
13112.49 | 0
13115.5 | 0
13118.52 | 0
13121.53 | 0
13124.54 | 0
13127.55 | 0
13130.56 | 0
13133.57 | 0
13136.58 | 0
13139.6 | 0
13142.61 | 0
13145.62 | 0
13148.63 | 0
13151.64 | 0
13154.65 | 0
13157.67 | 0
13160.68 | 0
13163.69 | 0
13166.7 | 0
13169.71 | 0
13172.72 | 0
13175.74 | 0
13178.75 | 0
13181.76 | 0
13184.77 | 0
13187.78 | 0
13190.79 | 0
13193.81 | 0
13196.82 | 0
13199.83 | 0
13202.84 | 0
13205.85 | 0
13208.86 | 0
13211.87 | 0
13214.89 | 0
13217.9 | 0
13220.91 | 0
13223.92 | 0
13226.93 | 0
13229.94 | 0
13232.96 | 0
13235.97 | 0
13238.98 | 0
13241.99 | 0
13245 | 0
13248.01 | 0
13251.03 | 0
13254.04 | 0
13257.05 | 0
13260.06 | 0
13263.07 | 0
13266.08 | 0
13269.09 | 0
13272.11 | 0
13275.12 | 0
13278.13 | 0
13281.14 | 0
13284.15 | 0
13287.16 | 0
13290.18 | 0
13293.19 | 0
13296.2 | 0
13299.21 | 0
13302.22 | 0
13305.23 | 0
13308.25 | 0
13311.26 | 0
13314.27 | 0
13317.28 | 0
13320.29 | 0
13323.3 | 0
13326.32 | 0
13329.33 | 0
13332.34 | 0
13335.35 | 0
13338.36 | 0
13341.37 | 0
13344.38 | 0
13347.4 | 0
13350.41 | 0
13353.42 | 0
13356.43 | 0
13359.44 | 0
13362.45 | 0
13365.47 | 0
13368.48 | 0
13371.49 | 0
13374.5 | 0
13377.51 | 0
13380.52 | 0
13383.54 | 0
13386.55 | 0
13389.56 | 0
13392.57 | 0
13395.58 | 0
13398.59 | 0
13401.61 | 0
13404.62 | 0
13407.63 | 0
13410.64 | 0
13413.65 | 0
13416.66 | 0
13419.67 | 0
13422.69 | 0
13425.7 | 0
13428.71 | 0
13431.72 | 0
13434.73 | 0
13437.74 | 0
13440.76 | 0
13443.77 | 0
13446.78 | 0
13449.79 | 0
13452.8 | 0
13455.81 | 0
13458.83 | 0
13461.84 | 0
13464.85 | 0
13467.86 | 0
13470.87 | 0
13473.88 | 0
13476.9 | 0
13479.91 | 0
13482.92 | 0
13485.93 | 0
13488.94 | 0
13491.95 | 0
13494.96 | 0
13497.98 | 0
13500.99 | 0
13504 | 0
13507.01 | 0
13510.02 | 0
13513.03 | 0
13516.05 | 0
13519.06 | 0
13522.07 | 0
13525.08 | 0
13528.09 | 0
13531.1 | 0
13534.12 | 0
13537.13 | 0
13540.14 | 0
13543.15 | 0
13546.16 | 0
13549.17 | 0
13552.19 | 0
13555.2 | 0
13558.21 | 0
13561.22 | 0
13564.23 | 0
13567.24 | 0
13570.25 | 0
13573.27 | 0
13576.28 | 0
13579.29 | 0
13582.3 | 0
13585.31 | 0
13588.32 | 0
13591.34 | 0
13594.35 | 0
13597.36 | 0
13600.37 | 0
13603.38 | 0
13606.39 | 0
13609.41 | 0
13612.42 | 0
13615.43 | 0
13618.44 | 0
13621.45 | 0
13624.46 | 0
13627.47 | 0
13630.49 | 0
13633.5 | 0
13636.51 | 0
13639.52 | 0
13642.53 | 0
13645.54 | 0
13648.56 | 0
13651.57 | 0
13654.58 | 0
13657.59 | 0
13660.6 | 0
13663.61 | 0
13666.63 | 0
13669.64 | 0
13672.65 | 0
13675.66 | 0
13678.67 | 0
13681.68 | 0
13684.7 | 0
13687.71 | 0
13690.72 | 0
13693.73 | 0
13696.74 | 0
13699.75 | 0
13702.76 | 0
13705.78 | 0
13708.79 | 0
13711.8 | 0
13714.81 | 0
13717.82 | 0
13720.83 | 0
13723.85 | 0
13726.86 | 0
13729.87 | 0
13732.88 | 0
13735.89 | 0
13738.9 | 0
13741.92 | 0
13744.93 | 0
13747.94 | 0
13750.95 | 0
13753.96 | 0
13756.97 | 0
13759.99 | 0
13763 | 0
13766.01 | 0
13769.02 | 0
13772.03 | 0
13775.04 | 0
13778.05 | 0
13781.07 | 0
13784.08 | 0
13787.09 | 0
13790.1 | 0
13793.11 | 0
13796.12 | 0
13799.14 | 0
13802.15 | 0
13805.16 | 0
13808.17 | 0
13811.18 | 0
13814.19 | 0
13817.21 | 0
13820.22 | 0
13823.23 | 0
13826.24 | 0
13829.25 | 0
13832.26 | 0
13835.28 | 0
13838.29 | 0
13841.3 | 0
13844.31 | 0
13847.32 | 0
13850.33 | 0
13853.34 | 0
13856.36 | 0
13859.37 | 0
13862.38 | 0
13865.39 | 0
13868.4 | 0
13871.41 | 0
13874.43 | 0
13877.44 | 0
13880.45 | 0
13883.46 | 0
13886.47 | 0
13889.48 | 0
13892.5 | 0
13895.51 | 0
13898.52 | 0
13901.53 | 0
13904.54 | 0
13907.55 | 0
13910.57 | 0
13913.58 | 0
13916.59 | 0
13919.6 | 0
13922.61 | 0
13925.62 | 0
13928.63 | 0
13931.65 | 0
13934.66 | 0
13937.67 | 0
13940.68 | 0
13943.69 | 0
13946.7 | 0
13949.72 | 0
13952.73 | 0
13955.74 | 0
13958.75 | 0
13961.76 | 0
13964.77 | 0
13967.79 | 0
13970.8 | 0
13973.81 | 0
13976.82 | 0
13979.83 | 0
13982.84 | 0
13985.85 | 0
13988.87 | 0
13991.88 | 0
13994.89 | 0
13997.9 | 0
14000.91 | 0
14003.92 | 0
14006.94 | 0
14009.95 | 0
14012.96 | 0
14015.97 | 0
14018.98 | 0
14021.99 | 0
14025.01 | 0
14028.02 | 0
14031.03 | 0
14034.04 | 0
14037.05 | 0
14040.06 | 0
14043.08 | 0
14046.09 | 0
14049.1 | 0
14052.11 | 0
14055.12 | 0
14058.13 | 0
14061.14 | 0
14064.16 | 0
14067.17 | 0
14070.18 | 0
14073.19 | 0
14076.2 | 0
14079.21 | 0
14082.23 | 0
14085.24 | 0
14088.25 | 0
14091.26 | 0
14094.27 | 0
14097.28 | 0
14100.3 | 0
14103.31 | 0
14106.32 | 0
14109.33 | 0
14112.34 | 0
14115.35 | 0
14118.37 | 0
14121.38 | 0
14124.39 | 0
14127.4 | 0
14130.41 | 0
14133.42 | 0
14136.43 | 0
14139.45 | 0
14142.46 | 0
14145.47 | 0
14148.48 | 0
14151.49 | 0
14154.5 | 0
14157.52 | 0
14160.53 | 0
14163.54 | 0
14166.55 | 0
14169.56 | 0
14172.57 | 0
14175.59 | 0
14178.6 | 0
14181.61 | 0
14184.62 | 0
14187.63 | 0
14190.64 | 0
14193.66 | 0
14196.67 | 0
14199.68 | 0
14202.69 | 0
14205.7 | 0
14208.71 | 0
14211.72 | 0
14214.74 | 0
14217.75 | 0
14220.76 | 0
14223.77 | 0
14226.78 | 0
14229.79 | 0
14232.81 | 0
14235.82 | 0
14238.83 | 0
14241.84 | 0
14244.85 | 0
14247.86 | 0
14250.88 | 0
14253.89 | 0
14256.9 | 0
14259.91 | 0
14262.92 | 0
14265.93 | 0
14268.95 | 0
14271.96 | 0
14274.97 | 0
14277.98 | 0
14280.99 | 0
14284 | 0
14287.01 | 0
14290.03 | 0
14293.04 | 0
14296.05 | 0
14299.06 | 0
14302.07 | 0
14305.08 | 0
14308.1 | 0
14311.11 | 0
14314.12 | 0
14317.13 | 0
14320.14 | 0
14323.15 | 0
14326.17 | 0
14329.18 | 0
14332.19 | 0
14335.2 | 0
14338.21 | 0
14341.22 | 0
14344.23 | 0
14347.25 | 0
14350.26 | 0
14353.27 | 0
14356.28 | 0
14359.29 | 0
14362.3 | 0
14365.32 | 0
14368.33 | 0
14371.34 | 0
14374.35 | 0
14377.36 | 0
14380.37 | 0
14383.39 | 0
14386.4 | 0
14389.41 | 0
14392.42 | 0
14395.43 | 0
14398.44 | 0
14401.46 | 0
14404.47 | 0
14407.48 | 0
14410.49 | 0
14413.5 | 0
14416.51 | 0
14419.52 | 0
14422.54 | 0
14425.55 | 0
14428.56 | 0
14431.57 | 0
14434.58 | 0
14437.59 | 0
14440.61 | 0
14443.62 | 0
14446.63 | 0
14449.64 | 0
14452.65 | 0
14455.66 | 0
14458.68 | 0
14461.69 | 0
14464.7 | 0
14467.71 | 0
14470.72 | 0
14473.73 | 0
14476.75 | 0
14479.76 | 0
14482.77 | 0
14485.78 | 0
14488.79 | 0
14491.8 | 0
14494.81 | 0
14497.83 | 0
14500.84 | 0
14503.85 | 0
14506.86 | 0
14509.87 | 0
14512.88 | 0
14515.9 | 0
14518.91 | 0
14521.92 | 0
14524.93 | 0
14527.94 | 0
14530.95 | 0
14533.97 | 0
14536.98 | 0
14539.99 | 0
14543 | 0
14546.01 | 0
14549.02 | 0
14552.04 | 0
14555.05 | 0
14558.06 | 0
14561.07 | 0
14564.08 | 0
14567.09 | 0
14570.1 | 0
14573.12 | 0
14576.13 | 0
14579.14 | 0
14582.15 | 0
14585.16 | 0
14588.17 | 0
14591.19 | 0
14594.2 | 0
14597.21 | 0
14600.22 | 0
14603.23 | 0
14606.24 | 0
14609.26 | 0
14612.27 | 0
14615.28 | 0
14618.29 | 0
14621.3 | 0
14624.31 | 0
14627.33 | 0
14630.34 | 0
14633.35 | 0
14636.36 | 0
14639.37 | 0
14642.38 | 0
14645.39 | 0
14648.41 | 0
14651.42 | 0
14654.43 | 0
14657.44 | 0
14660.45 | 0
14663.46 | 0
14666.48 | 0
14669.49 | 0
14672.5 | 0
14675.51 | 0
14678.52 | 0
14681.53 | 0
14684.55 | 0
14687.56 | 0
14690.57 | 0
14693.58 | 0
14696.59 | 0
14699.6 | 0
14702.61 | 0
14705.63 | 0
14708.64 | 0
14711.65 | 0
14714.66 | 0
14717.67 | 0
14720.68 | 0
14723.7 | 0
14726.71 | 0
14729.72 | 0
14732.73 | 0
14735.74 | 0
14738.75 | 0
14741.77 | 0
14744.78 | 0
14747.79 | 0
14750.8 | 0
14753.81 | 0
14756.82 | 0
14759.84 | 0
14762.85 | 0
14765.86 | 0
14768.87 | 0
14771.88 | 0
14774.89 | 0
14777.9 | 0
14780.92 | 0
14783.93 | 0
14786.94 | 0
14789.95 | 0
14792.96 | 0
14795.97 | 0
14798.99 | 0
14802 | 0
14805.01 | 0
14808.02 | 0
14811.03 | 0
14814.04 | 0
14817.06 | 0
14820.07 | 0
14823.08 | 0
14826.09 | 0
14829.1 | 0
14832.11 | 0
14835.13 | 0
14838.14 | 0
14841.15 | 0
14844.16 | 0
14847.17 | 0
14850.18 | 0
14853.19 | 0
14856.21 | 0
14859.22 | 0
14862.23 | 0
14865.24 | 0
14868.25 | 0
14871.26 | 0
14874.28 | 0
14877.29 | 0
14880.3 | 0
14883.31 | 0
14886.32 | 0
14889.33 | 0
14892.35 | 0
14895.36 | 0
14898.37 | 0
14901.38 | 0
14904.39 | 0
14907.4 | 0
14910.42 | 0
14913.43 | 0
14916.44 | 0
14919.45 | 0
14922.46 | 0
14925.47 | 0
14928.48 | 0
14931.5 | 0
14934.51 | 0
14937.52 | 0
14940.53 | 0
14943.54 | 0
14946.55 | 0
14949.57 | 0
14952.58 | 0
14955.59 | 0
14958.6 | 0
14961.61 | 0
14964.62 | 0
14967.64 | 0
14970.65 | 0
14973.66 | 0
14976.67 | 0
14979.68 | 0
14982.69 | 0
14985.71 | 0
14988.72 | 0
14991.73 | 0
14994.74 | 0
14997.75 | 0
15000.76 | 0
15003.77 | 0
15006.79 | 0
15009.8 | 0
15012.81 | 0
15015.82 | 0
15018.83 | 0
15021.84 | 0
15024.86 | 0
15027.87 | 0
15030.88 | 0
15033.89 | 0
15036.9 | 0
15039.91 | 0
15042.93 | 0
15045.94 | 0
15048.95 | 0
15051.96 | 0
15054.97 | 0
15057.98 | 0
15060.99 | 0
15064.01 | 0
15067.02 | 0
15070.03 | 0
15073.04 | 0
15076.05 | 0
15079.06 | 0
15082.08 | 0
15085.09 | 0
15088.1 | 0
15091.11 | 0
15094.12 | 0
15097.13 | 0
15100.15 | 0
15103.16 | 0
15106.17 | 0
15109.18 | 0
15112.19 | 0
15115.2 | 0
15118.22 | 0
15121.23 | 0
15124.24 | 0
15127.25 | 0
15130.26 | 0
15133.27 | 0
15136.28 | 0
15139.3 | 0
15142.31 | 0
15145.32 | 0
15148.33 | 0
15151.34 | 0
15154.35 | 0
15157.37 | 0
15160.38 | 0
15163.39 | 0
15166.4 | 0
15169.41 | 0
15172.42 | 0
15175.44 | 0
15178.45 | 0
15181.46 | 0
15184.47 | 0
15187.48 | 0
15190.49 | 0
15193.51 | 0
15196.52 | 0
15199.53 | 0
15202.54 | 0
15205.55 | 0
15208.56 | 0
15211.57 | 0
15214.59 | 0
15217.6 | 0
15220.61 | 0
15223.62 | 0
15226.63 | 0
15229.64 | 0
15232.66 | 0
15235.67 | 0
15238.68 | 0
15241.69 | 0
15244.7 | 0
15247.71 | 0
15250.73 | 0
15253.74 | 0
15256.75 | 0
15259.76 | 0
15262.77 | 0
15265.78 | 0
15268.8 | 0
15271.81 | 0
15274.82 | 0
15277.83 | 0
15280.84 | 0
15283.85 | 0
15286.86 | 0
15289.88 | 0
15292.89 | 0
15295.9 | 0
15298.91 | 0
15301.92 | 0
15304.93 | 0
15307.95 | 0
15310.96 | 0
15313.97 | 0
15316.98 | 0
15319.99 | 0
15323 | 0
15326.02 | 0
15329.03 | 0
15332.04 | 0
15335.05 | 0
15338.06 | 0
15341.07 | 0
15344.09 | 0
15347.1 | 0
15350.11 | 0
15353.12 | 0
15356.13 | 0
15359.14 | 0
15362.15 | 0
15365.17 | 0
15368.18 | 0
15371.19 | 0
15374.2 | 0
15377.21 | 0
15380.22 | 0
15383.24 | 0
15386.25 | 0
15389.26 | 0
15392.27 | 0
15395.28 | 0
15398.29 | 0
15401.31 | 0
15404.32 | 0
15407.33 | 0
15410.34 | 0
15413.35 | 0
15416.36 | 0
15419.38 | 0
15422.39 | 0
15425.4 | 0
15428.41 | 0
15431.42 | 0
15434.43 | 0
15437.44 | 0
15440.46 | 0
15443.47 | 0
15446.48 | 0
15449.49 | 0
15452.5 | 0
15455.51 | 0
15458.53 | 0
15461.54 | 0
15464.55 | 0
15467.56 | 0
15470.57 | 0
15473.58 | 0
15476.6 | 0
15479.61 | 0
15482.62 | 0
15485.63 | 0
15488.64 | 0
15491.65 | 0
15494.66 | 0
15497.68 | 0
15500.69 | 0
15503.7 | 0
15506.71 | 0
15509.72 | 0
15512.73 | 0
15515.75 | 0
15518.76 | 0
15521.77 | 0
15524.78 | 0
15527.79 | 0
15530.8 | 0
15533.82 | 0
15536.83 | 0
15539.84 | 0
15542.85 | 0
15545.86 | 0
15548.87 | 0
15551.89 | 0
15554.9 | 0
15557.91 | 0
15560.92 | 0
15563.93 | 0
15566.94 | 0
15569.95 | 0
15572.97 | 0
15575.98 | 0
15578.99 | 0
15582 | 0
15585.01 | 0
15588.02 | 0
15591.04 | 0
15594.05 | 0
15597.06 | 0
15600.07 | 0
15603.08 | 0
15606.09 | 0
15609.11 | 0
15612.12 | 0
15615.13 | 0
15618.14 | 0
15621.15 | 0
15624.16 | 0
15627.18 | 0
15630.19 | 0
15633.2 | 0
15636.21 | 0
15639.22 | 0
15642.23 | 0
15645.24 | 0
15648.26 | 0
15651.27 | 0
15654.28 | 0
15657.29 | 0
15660.3 | 0
15663.31 | 0
15666.33 | 0
15669.34 | 0
15672.35 | 0
15675.36 | 0
15678.37 | 0
15681.38 | 0
15684.4 | 0
15687.41 | 0
15690.42 | 0
15693.43 | 0
15696.44 | 0
15699.45 | 0
15702.47 | 0
15705.48 | 0
15708.49 | 0
15711.5 | 0
15714.51 | 0
15717.52 | 0
15720.53 | 0
15723.55 | 0
15726.56 | 0
15729.57 | 0
15732.58 | 0
15735.59 | 0
15738.6 | 0
15741.62 | 0
15744.63 | 0
15747.64 | 0
15750.65 | 0
15753.66 | 0
15756.67 | 0
15759.69 | 0
15762.7 | 0
15765.71 | 0
15768.72 | 0
15771.73 | 0
15774.74 | 0
15777.76 | 0
15780.77 | 0
15783.78 | 0
15786.79 | 0
15789.8 | 0
15792.81 | 0
15795.82 | 0
15798.84 | 0
15801.85 | 0
15804.86 | 0
15807.87 | 0
15810.88 | 0
15813.89 | 0
15816.91 | 0
15819.92 | 0
15822.93 | 0
15825.94 | 0
15828.95 | 0
15831.96 | 0
15834.98 | 0
15837.99 | 0
15841 | 0
15844.01 | 0
15847.02 | 0
15850.03 | 0
15853.04 | 0
15856.06 | 0
15859.07 | 0
15862.08 | 0
15865.09 | 0
15868.1 | 0
15871.11 | 0
15874.13 | 0
15877.14 | 0
15880.15 | 0
15883.16 | 0
15886.17 | 0
15889.18 | 0
15892.2 | 0
15895.21 | 0
15898.22 | 0
15901.23 | 0
15904.24 | 0
15907.25 | 0
15910.27 | 0
15913.28 | 0
15916.29 | 0
15919.3 | 0
15922.31 | 0
15925.32 | 0
15928.33 | 0
15931.35 | 0
15934.36 | 0
15937.37 | 0
15940.38 | 0
15943.39 | 0
15946.4 | 0
15949.42 | 0
15952.43 | 0
15955.44 | 0
15958.45 | 0
15961.46 | 0
15964.47 | 0
15967.49 | 0
15970.5 | 0
15973.51 | 0
15976.52 | 0
15979.53 | 0
15982.54 | 0
15985.56 | 0
15988.57 | 0
15991.58 | 0
15994.59 | 0
15997.6 | 0
16000.61 | 0
16003.62 | 0
16006.64 | 0
16009.65 | 0
16012.66 | 0
16015.67 | 0
16018.68 | 0
16021.69 | 0
16024.71 | 0
16027.72 | 0
16030.73 | 0
16033.74 | 0
16036.75 | 0
16039.76 | 0
16042.78 | 0
16045.79 | 0
16048.8 | 0
16051.81 | 0
16054.82 | 0
16057.83 | 0
16060.85 | 0
16063.86 | 0
16066.87 | 0
16069.88 | 0
16072.89 | 0
16075.9 | 0
16078.91 | 0
16081.93 | 0
16084.94 | 0
16087.95 | 0
16090.96 | 0
16093.97 | 0
16096.98 | 0
16100 | 0
16103.01 | 0
16106.02 | 0
16109.03 | 0
16112.04 | 0
16115.05 | 0
16118.07 | 0
16121.08 | 0
16124.09 | 0
16127.1 | 0
16130.11 | 0
16133.12 | 0
16136.14 | 0
16139.15 | 0
16142.16 | 0
16145.17 | 0
16148.18 | 0
16151.19 | 0
16154.2 | 0
16157.22 | 0
16160.23 | 0
16163.24 | 0
16166.25 | 0
16169.26 | 0
16172.27 | 0
16175.29 | 0
16178.3 | 0
16181.31 | 0
16184.32 | 0
16187.33 | 0
16190.34 | 0
16193.36 | 0
16196.37 | 0
16199.38 | 0
16202.39 | 0
16205.4 | 0
16208.41 | 0
16211.42 | 0
16214.44 | 0
16217.45 | 0
16220.46 | 0
16223.47 | 0
16226.48 | 0
16229.49 | 0
16232.51 | 0
16235.52 | 0
16238.53 | 0
16241.54 | 0
16244.55 | 0
16247.56 | 0
16250.58 | 0
16253.59 | 0
16256.6 | 0
16259.61 | 0
16262.62 | 0
16265.63 | 0
16268.65 | 0
16271.66 | 0
16274.67 | 0
16277.68 | 0
16280.69 | 0
16283.7 | 0
16286.71 | 0
16289.73 | 0
16292.74 | 0
16295.75 | 0
16298.76 | 0
16301.77 | 0
16304.78 | 0
16307.8 | 0
16310.81 | 0
16313.82 | 0
16316.83 | 0
16319.84 | 0
16322.85 | 0
16325.87 | 0
16328.88 | 0
16331.89 | 0
16334.9 | 0
16337.91 | 0
16340.92 | 0
16343.94 | 0
16346.95 | 0
16349.96 | 0
16352.97 | 0
16355.98 | 0
16358.99 | 0
16362 | 0
16365.02 | 0
16368.03 | 0
16371.04 | 0
16374.05 | 0
16377.06 | 0
16380.07 | 0
16383.09 | 0
16386.1 | 0
16389.11 | 0
16392.12 | 0
16395.13 | 0
16398.14 | 0
16401.16 | 0
16404.17 | 0
16407.18 | 0
16410.19 | 0
16413.2 | 0
16416.21 | 0
16419.23 | 0
16422.24 | 0
16425.25 | 0
16428.26 | 0
16431.27 | 0
16434.28 | 0
16437.29 | 0
16440.31 | 0
16443.32 | 0
16446.33 | 0
16449.34 | 0
16452.35 | 0
16455.36 | 0
16458.38 | 0
16461.39 | 0
16464.4 | 0
16467.41 | 0
16470.42 | 0
16473.43 | 0
16476.45 | 0
16479.46 | 0
16482.47 | 0
16485.48 | 0
16488.49 | 0
16491.5 | 0
16494.52 | 0
16497.53 | 0
16500.54 | 0
16503.55 | 0
16506.56 | 0
16509.57 | 0
16512.58 | 0
16515.6 | 0
16518.61 | 0
16521.62 | 0
16524.63 | 0
16527.64 | 0
16530.65 | 0
16533.67 | 0
16536.68 | 0
16539.69 | 0
16542.7 | 0
16545.71 | 0
16548.72 | 0
16551.74 | 0
16554.75 | 0
16557.76 | 0
16560.77 | 0
16563.78 | 0
16566.79 | 0
16569.8 | 0
16572.82 | 0
16575.83 | 0
16578.84 | 0
16581.85 | 0
16584.86 | 0
16587.87 | 0
16590.89 | 0
16593.9 | 0
16596.91 | 0
16599.92 | 0
16602.93 | 0
16605.94 | 0
16608.96 | 0
16611.97 | 0
16614.98 | 0
16617.99 | 0
16621 | 0
16624.01 | 0
16627.03 | 0
16630.04 | 0
16633.05 | 0
16636.06 | 0
16639.07 | 0
16642.08 | 0
16645.09 | 0
16648.11 | 0
16651.12 | 0
16654.13 | 0
16657.14 | 0
16660.15 | 0
16663.16 | 0
16666.18 | 0
16669.19 | 0
16672.2 | 0
16675.21 | 0
16678.22 | 0
16681.23 | 0
16684.25 | 0
16687.26 | 0
16690.27 | 0
16693.28 | 0
16696.29 | 0
16699.3 | 0
16702.32 | 0
16705.33 | 0
16708.34 | 0
16711.35 | 0
16714.36 | 0
16717.37 | 0
16720.38 | 0
16723.4 | 0
16726.41 | 0
16729.42 | 0
16732.43 | 0
16735.44 | 0
16738.45 | 0
16741.47 | 0
16744.48 | 0
16747.49 | 0
16750.5 | 0
16753.51 | 0
16756.52 | 0
16759.54 | 0
16762.55 | 0
16765.56 | 0
16768.57 | 0
16771.58 | 0
16774.59 | 0
16777.61 | 0
16780.62 | 0
16783.63 | 0
16786.64 | 0
16789.65 | 0
16792.66 | 0
16795.67 | 0
16798.69 | 0
16801.7 | 0
16804.71 | 0
16807.72 | 0
16810.73 | 0
16813.74 | 0
16816.76 | 0
16819.77 | 0
16822.78 | 0
16825.79 | 0
16828.8 | 0
16831.81 | 0
16834.83 | 0
16837.84 | 0
16840.85 | 0
16843.86 | 0
16846.87 | 0
16849.88 | 0
16852.9 | 0
16855.91 | 0
16858.92 | 0
16861.93 | 0
16864.94 | 0
16867.95 | 0
16870.96 | 0
16873.98 | 0
16876.99 | 0
16880 | 0
16883.01 | 0
16886.02 | 0
16889.03 | 0
16892.05 | 0
16895.06 | 0
16898.07 | 0
16901.08 | 0
16904.09 | 0
16907.1 | 0
16910.12 | 0
16913.13 | 0
16916.14 | 0
16919.15 | 0
16922.16 | 0
16925.17 | 0
16928.18 | 0
16931.2 | 0
16934.21 | 0
16937.22 | 0
16940.23 | 0
16943.24 | 0
16946.25 | 0
16949.27 | 0
16952.28 | 0
16955.29 | 0
16958.3 | 0
16961.31 | 0
16964.32 | 0
16967.34 | 0
16970.35 | 0
16973.36 | 0
16976.37 | 0
16979.38 | 0
16982.39 | 0
16985.41 | 0
16988.42 | 0
16991.43 | 0
16994.44 | 0
16997.45 | 0
17000.46 | 0
17003.47 | 0
17006.49 | 0
17009.5 | 0
17012.51 | 0
17015.52 | 0
17018.53 | 0
17021.54 | 0
17024.56 | 0
17027.57 | 0
17030.58 | 0
17033.59 | 0
17036.6 | 0
17039.61 | 0
17042.63 | 0
17045.64 | 0
17048.65 | 0
17051.66 | 0
17054.67 | 0
17057.68 | 0
17060.7 | 0
17063.71 | 0
17066.72 | 0
17069.73 | 0
17072.74 | 0
17075.75 | 0
17078.76 | 0
17081.78 | 0
17084.79 | 0
17087.8 | 0
17090.81 | 0
17093.82 | 0
17096.83 | 0
17099.85 | 0
17102.86 | 0
17105.87 | 0
17108.88 | 0
17111.89 | 0
17114.9 | 0
17117.92 | 0
17120.93 | 0
17123.94 | 0
17126.95 | 0
17129.96 | 0
17132.97 | 0
17135.99 | 0
17139 | 0
17142.01 | 0
17145.02 | 0
17148.03 | 0
17151.04 | 0
17154.05 | 0
17157.07 | 0
17160.08 | 0
17163.09 | 0
17166.1 | 0
17169.11 | 0
17172.12 | 0
17175.14 | 0
17178.15 | 0
17181.16 | 0
17184.17 | 0
17187.18 | 0
17190.19 | 0
17193.21 | 0
17196.22 | 0
17199.23 | 0
17202.24 | 0
17205.25 | 0
17208.26 | 0
17211.28 | 0
17214.29 | 0
17217.3 | 0
17220.31 | 0
17223.32 | 0
17226.33 | 0
17229.34 | 0
17232.36 | 0
17235.37 | 0
17238.38 | 0
17241.39 | 0
17244.4 | 0
17247.41 | 0
17250.43 | 0
17253.44 | 0
17256.45 | 0
17259.46 | 0
17262.47 | 0
17265.48 | 0
17268.5 | 0
17271.51 | 0
17274.52 | 0
17277.53 | 0
17280.54 | 0
17283.55 | 0
17286.56 | 0
17289.58 | 0
17292.59 | 0
17295.6 | 0
17298.61 | 0
17301.62 | 0
17304.63 | 0
17307.65 | 0
17310.66 | 0
17313.67 | 0
17316.68 | 0
17319.69 | 0
17322.7 | 0
17325.72 | 0
17328.73 | 0
17331.74 | 0
17334.75 | 0
17337.76 | 0
17340.77 | 0
17343.79 | 0
17346.8 | 0
17349.81 | 0
17352.82 | 0
17355.83 | 0
17358.84 | 0
17361.85 | 0
17364.87 | 0
17367.88 | 0
17370.89 | 0
17373.9 | 0
17376.91 | 0
17379.92 | 0
17382.94 | 0
17385.95 | 0
17388.96 | 0
17391.97 | 0
17394.98 | 0
17397.99 | 0
17401.01 | 0
17404.02 | 0
17407.03 | 0
17410.04 | 0
17413.05 | 0
17416.06 | 0
17419.08 | 0
17422.09 | 0
17425.1 | 0
17428.11 | 0
17431.12 | 0
17434.13 | 0
17437.14 | 0
17440.16 | 0
17443.17 | 0
17446.18 | 0
17449.19 | 0
17452.2 | 0
17455.21 | 0
17458.23 | 0
17461.24 | 0
17464.25 | 0
17467.26 | 0
17470.27 | 0
17473.28 | 0
17476.3 | 0
17479.31 | 0
17482.32 | 0
17485.33 | 0
17488.34 | 0
17491.35 | 0
17494.37 | 0
17497.38 | 0
17500.39 | 0
17503.4 | 0
17506.41 | 0
17509.42 | 0
17512.43 | 0
17515.45 | 0
17518.46 | 0
17521.47 | 0
17524.48 | 0
17527.49 | 0
17530.5 | 0
17533.52 | 0
17536.53 | 0
17539.54 | 0
17542.55 | 0
17545.56 | 0
17548.57 | 0
17551.59 | 0
17554.6 | 0
17557.61 | 0
17560.62 | 0
17563.63 | 0
17566.64 | 0
17569.66 | 0
17572.67 | 0
17575.68 | 0
17578.69 | 0
17581.7 | 0
17584.71 | 0
17587.72 | 0
17590.74 | 0
17593.75 | 0
17596.76 | 0
17599.77 | 0
17602.78 | 0
17605.79 | 0
17608.81 | 0
17611.82 | 0
17614.83 | 0
17617.84 | 0
17620.85 | 0
17623.86 | 0
17626.88 | 0
17629.89 | 0
17632.9 | 0
17635.91 | 0
17638.92 | 0
17641.93 | 0
17644.94 | 0
17647.96 | 0
17650.97 | 0
17653.98 | 0
17656.99 | 0
17660 | 0
17663.01 | 0
17666.03 | 0
17669.04 | 0
17672.05 | 0
17675.06 | 0
17678.07 | 0
17681.08 | 0
17684.1 | 0
17687.11 | 0
17690.12 | 0
17693.13 | 0
17696.14 | 0
17699.15 | 0
17702.17 | 0
17705.18 | 0
17708.19 | 0
17711.2 | 0
17714.21 | 0
17717.22 | 0
17720.23 | 0
17723.25 | 0
17726.26 | 0
17729.27 | 0
17732.28 | 0
17735.29 | 0
17738.3 | 0
17741.32 | 0
17744.33 | 0
17747.34 | 0
17750.35 | 0
17753.36 | 0
17756.37 | 0
17759.39 | 0
17762.4 | 0
17765.41 | 0
17768.42 | 0
17771.43 | 0
17774.44 | 0
17777.46 | 0
17780.47 | 0
17783.48 | 0
17786.49 | 0
17789.5 | 0
17792.51 | 0
17795.52 | 0
17798.54 | 0
17801.55 | 0
17804.56 | 0
17807.57 | 0
17810.58 | 0
17813.59 | 0
17816.61 | 0
17819.62 | 0
17822.63 | 0
17825.64 | 0
17828.65 | 0
17831.66 | 0
17834.68 | 0
17837.69 | 0
17840.7 | 0
17843.71 | 0
17846.72 | 0
17849.73 | 0
17852.75 | 0
17855.76 | 0
17858.77 | 0
17861.78 | 0
17864.79 | 0
17867.8 | 0
17870.81 | 0
17873.83 | 0
17876.84 | 0
17879.85 | 0
17882.86 | 0
17885.87 | 0
17888.88 | 0
17891.9 | 0
17894.91 | 0
17897.92 | 0
17900.93 | 0
17903.94 | 0
17906.95 | 0
17909.97 | 0
17912.98 | 0
17915.99 | 0
17919 | 0
17922.01 | 0
17925.02 | 0
17928.04 | 0
17931.05 | 0
17934.06 | 0
17937.07 | 0
17940.08 | 0
17943.09 | 0
17946.1 | 0
17949.12 | 0
17952.13 | 0
17955.14 | 0
17958.15 | 0
17961.16 | 0
17964.17 | 0
17967.19 | 0
17970.2 | 0
17973.21 | 0
17976.22 | 0
17979.23 | 0
17982.24 | 0
17985.26 | 0
17988.27 | 0
17991.28 | 0
17994.29 | 0
17997.3 | 0
18000.31 | 0
18003.32 | 0
18006.34 | 0
18009.35 | 0
18012.36 | 0
18015.37 | 0
18018.38 | 0
18021.39 | 0
18024.41 | 0
18027.42 | 0
18030.43 | 0
18033.44 | 0
18036.45 | 0
18039.46 | 0
18042.48 | 0
18045.49 | 0
18048.5 | 0
18051.51 | 0
18054.52 | 0
18057.53 | 0
18060.55 | 0
18063.56 | 0
18066.57 | 0
18069.58 | 0
18072.59 | 0
18075.6 | 0
18078.61 | 0
18081.63 | 0
18084.64 | 0
18087.65 | 0
18090.66 | 0
18093.67 | 0
18096.68 | 0
18099.7 | 0
18102.71 | 0
18105.72 | 0
18108.73 | 0
18111.74 | 0
18114.75 | 0
18117.77 | 0
18120.78 | 0
18123.79 | 0
18126.8 | 0
18129.81 | 0
18132.82 | 0
18135.84 | 0
18138.85 | 0
18141.86 | 0
18144.87 | 0
18147.88 | 0
18150.89 | 0
18153.9 | 0
18156.92 | 0
18159.93 | 0
18162.94 | 0
18165.95 | 0
18168.96 | 0
18171.97 | 0
18174.99 | 0
18178 | 0
18181.01 | 0
18184.02 | 0
18187.03 | 0
18190.04 | 0
18193.06 | 0
18196.07 | 0
18199.08 | 0
18202.09 | 0
18205.1 | 0
18208.11 | 0
18211.13 | 0
18214.14 | 0
18217.15 | 0
18220.16 | 0
18223.17 | 0
18226.18 | 0
18229.19 | 0
18232.21 | 0
18235.22 | 0
18238.23 | 0
18241.24 | 0
18244.25 | 0
18247.26 | 0
18250.28 | 0
18253.29 | 0
18256.3 | 0
18259.31 | 0
18262.32 | 0
18265.33 | 0
18268.35 | 0
18271.36 | 0
18274.37 | 0
18277.38 | 0
18280.39 | 0
18283.4 | 0
18286.42 | 0
18289.43 | 0
18292.44 | 0
18295.45 | 0
18298.46 | 0
18301.47 | 0
18304.48 | 0
18307.5 | 0
18310.51 | 0
18313.52 | 0
18316.53 | 0
18319.54 | 0
18322.55 | 0
18325.57 | 0
18328.58 | 0
18331.59 | 0
18334.6 | 0
18337.61 | 0
18340.62 | 0
18343.64 | 0
18346.65 | 0
18349.66 | 0
18352.67 | 0
18355.68 | 0
18358.69 | 0
18361.7 | 0
18364.72 | 0
18367.73 | 0
18370.74 | 0
18373.75 | 0
18376.76 | 0
18379.77 | 0
18382.79 | 0
18385.8 | 0
18388.81 | 0
18391.82 | 0
18394.83 | 0
18397.84 | 0
18400.86 | 0
18403.87 | 0
18406.88 | 0
18409.89 | 0
18412.9 | 0
18415.91 | 0
18418.93 | 0
18421.94 | 0
18424.95 | 0
18427.96 | 0
18430.97 | 0
18433.98 | 0
18436.99 | 0
18440.01 | 0
18443.02 | 0
18446.03 | 0
18449.04 | 0
18452.05 | 0
18455.06 | 0
18458.08 | 0
18461.09 | 0
18464.1 | 0
18467.11 | 0
18470.12 | 0
18473.13 | 0
18476.15 | 0
18479.16 | 0
18482.17 | 0
18485.18 | 0
18488.19 | 0
18491.2 | 0
18494.22 | 0
18497.23 | 0
18500.24 | 0
18503.25 | 0
18506.26 | 0
18509.27 | 0
18512.28 | 0
18515.3 | 0
18518.31 | 0
18521.32 | 0
18524.33 | 0
18527.34 | 0
18530.35 | 0
18533.37 | 0
18536.38 | 0
18539.39 | 0
18542.4 | 0
18545.41 | 0
18548.42 | 0
18551.44 | 0
18554.45 | 0
18557.46 | 0
18560.47 | 0
18563.48 | 0
18566.49 | 0
18569.51 | 0
18572.52 | 0
18575.53 | 0
18578.54 | 0
18581.55 | 0
18584.56 | 0
18587.57 | 0
18590.59 | 0
18593.6 | 0
18596.61 | 0
18599.62 | 0
18602.63 | 0
18605.64 | 0
18608.66 | 0
18611.67 | 0
18614.68 | 0
18617.69 | 0
18620.7 | 0
18623.71 | 0
18626.73 | 0
18629.74 | 0
18632.75 | 0
18635.76 | 0
18638.77 | 0
18641.78 | 0
18644.8 | 0
18647.81 | 0
18650.82 | 0
18653.83 | 0
18656.84 | 0
18659.85 | 0
18662.86 | 0
18665.88 | 0
18668.89 | 0
18671.9 | 0
18674.91 | 0
18677.92 | 0
18680.93 | 0
18683.95 | 0
18686.96 | 0
18689.97 | 0
18692.98 | 0
18695.99 | 0
18699 | 0
18702.02 | 0
18705.03 | 0
18708.04 | 0
18711.05 | 0
18714.06 | 0
18717.07 | 0
18720.08 | 0
18723.1 | 0
18726.11 | 0
18729.12 | 0
18732.13 | 0
18735.14 | 0
18738.15 | 0
18741.17 | 0
18744.18 | 0
18747.19 | 0
18750.2 | 0
18753.21 | 0
18756.22 | 0
18759.24 | 0
18762.25 | 0
18765.26 | 0
18768.27 | 0
18771.28 | 0
18774.29 | 0
18777.31 | 0
18780.32 | 0
18783.33 | 0
18786.34 | 0
18789.35 | 0
18792.36 | 0
18795.37 | 0
18798.39 | 0
18801.4 | 0
18804.41 | 0
18807.42 | 0
18810.43 | 0
18813.44 | 0
18816.46 | 0
18819.47 | 0
18822.48 | 0
18825.49 | 0
18828.5 | 0
18831.51 | 0
18834.53 | 0
18837.54 | 0
18840.55 | 0
18843.56 | 0
18846.57 | 0
18849.58 | 0
18852.6 | 0
18855.61 | 0
18858.62 | 0
18861.63 | 0
18864.64 | 0
18867.65 | 0
18870.66 | 0
18873.68 | 0
18876.69 | 0
18879.7 | 0
18882.71 | 0
18885.72 | 0
18888.73 | 0
18891.75 | 0
18894.76 | 0
18897.77 | 0
18900.78 | 0
18903.79 | 0
18906.8 | 0
18909.82 | 0
18912.83 | 0
18915.84 | 0
18918.85 | 0
18921.86 | 0
18924.87 | 0
18927.89 | 0
18930.9 | 0
18933.91 | 0
18936.92 | 0
18939.93 | 0
18942.94 | 0
18945.95 | 0
18948.97 | 0
18951.98 | 0
18954.99 | 0
18958 | 0
18961.01 | 0
18964.02 | 0
18967.04 | 0
18970.05 | 0
18973.06 | 0
18976.07 | 0
18979.08 | 0
18982.09 | 0
18985.11 | 0
18988.12 | 0
18991.13 | 0
18994.14 | 0
18997.15 | 0
19000.16 | 0
19003.18 | 0
19006.19 | 0
19009.2 | 0
19012.21 | 0
19015.22 | 0
19018.23 | 0
19021.24 | 0
19024.26 | 0
19027.27 | 0
19030.28 | 0
19033.29 | 0
19036.3 | 0
19039.31 | 0
19042.33 | 0
19045.34 | 0
19048.35 | 0
19051.36 | 0
19054.37 | 0
19057.38 | 0
19060.4 | 0
19063.41 | 0
19066.42 | 0
19069.43 | 0
19072.44 | 0
19075.45 | 0
19078.46 | 0
19081.48 | 0
19084.49 | 0
19087.5 | 0
19090.51 | 0
19093.52 | 0
19096.53 | 0
19099.55 | 0
19102.56 | 0
19105.57 | 0
19108.58 | 0
19111.59 | 0
19114.6 | 0
19117.62 | 0
19120.63 | 0
19123.64 | 0
19126.65 | 0
19129.66 | 0
19132.67 | 0
19135.69 | 0
19138.7 | 0
19141.71 | 0
19144.72 | 0
19147.73 | 0
19150.74 | 0
19153.75 | 0
19156.77 | 0
19159.78 | 0
19162.79 | 0
19165.8 | 0
19168.81 | 0
19171.82 | 0
19174.84 | 0
19177.85 | 0
19180.86 | 0
19183.87 | 0
19186.88 | 0
19189.89 | 0
19192.91 | 0
19195.92 | 0
19198.93 | 0
19201.94 | 0
19204.95 | 0
19207.96 | 0
19210.98 | 0
19213.99 | 0
19217 | 0
19220.01 | 0
19223.02 | 0
19226.03 | 0
19229.04 | 0
19232.06 | 0
19235.07 | 0
19238.08 | 0
19241.09 | 0
19244.1 | 0
19247.11 | 0
19250.13 | 0
19253.14 | 0
19256.15 | 0
19259.16 | 0
19262.17 | 0
19265.18 | 0
19268.2 | 0
19271.21 | 0
19274.22 | 0
19277.23 | 0
19280.24 | 0
19283.25 | 0
19286.27 | 0
19289.28 | 0
19292.29 | 0
19295.3 | 0
19298.31 | 0
19301.32 | 0
19304.33 | 0
19307.35 | 0
19310.36 | 0
19313.37 | 0
19316.38 | 0
19319.39 | 0
19322.4 | 0
19325.42 | 0
19328.43 | 0
19331.44 | 0
19334.45 | 0
19337.46 | 0
19340.47 | 0
19343.49 | 0
19346.5 | 0
19349.51 | 0
19352.52 | 0
19355.53 | 0
19358.54 | 0
19361.56 | 0
19364.57 | 0
19367.58 | 0
19370.59 | 0
19373.6 | 0
19376.61 | 0
19379.62 | 0
19382.64 | 0
19385.65 | 0
19388.66 | 0
19391.67 | 0
19394.68 | 0
19397.69 | 0
19400.71 | 0
19403.72 | 0
19406.73 | 0
19409.74 | 0
19412.75 | 0
19415.76 | 0
19418.78 | 0
19421.79 | 0
19424.8 | 0
19427.81 | 0
19430.82 | 0
19433.83 | 0
19436.84 | 0
19439.86 | 0
19442.87 | 0
19445.88 | 0
19448.89 | 0
19451.9 | 0
19454.91 | 0
19457.93 | 0
19460.94 | 0
19463.95 | 0
19466.96 | 0
19469.97 | 0
19472.98 | 0
19476 | 0
19479.01 | 0
19482.02 | 0
19485.03 | 0
19488.04 | 0
19491.05 | 0
19494.07 | 0
19497.08 | 0
19500.09 | 0
19503.1 | 0
19506.11 | 0
19509.12 | 0
19512.13 | 0
19515.15 | 0
19518.16 | 0
19521.17 | 0
19524.18 | 0
19527.19 | 0
19530.2 | 0
19533.22 | 0
19536.23 | 0
19539.24 | 0
19542.25 | 0
19545.26 | 0
19548.27 | 0
19551.29 | 0
19554.3 | 0
19557.31 | 0
19560.32 | 0
19563.33 | 0
19566.34 | 0
19569.36 | 0
19572.37 | 0
19575.38 | 0
19578.39 | 0
19581.4 | 0
19584.41 | 0
19587.42 | 0
19590.44 | 0
19593.45 | 0
19596.46 | 0
19599.47 | 0
19602.48 | 0
19605.49 | 0
19608.51 | 0
19611.52 | 0
19614.53 | 0
19617.54 | 0
19620.55 | 0
19623.56 | 0
19626.58 | 0
19629.59 | 0
19632.6 | 0
19635.61 | 0
19638.62 | 0
19641.63 | 0
19644.65 | 0
19647.66 | 0
19650.67 | 0
19653.68 | 0
19656.69 | 0
19659.7 | 0
19662.71 | 0
19665.73 | 0
19668.74 | 0
19671.75 | 0
19674.76 | 0
19677.77 | 0
19680.78 | 0
19683.8 | 0
19686.81 | 0
19689.82 | 0
19692.83 | 0
19695.84 | 0
19698.85 | 0
19701.87 | 0
19704.88 | 0
19707.89 | 0
19710.9 | 0
19713.91 | 0
19716.92 | 0
19719.94 | 0
19722.95 | 0
19725.96 | 0
19728.97 | 0
19731.98 | 0
19734.99 | 0
19738 | 0
19741.02 | 0
19744.03 | 0
19747.04 | 0
19750.05 | 0
19753.06 | 0
19756.07 | 0
19759.09 | 0
19762.1 | 0
19765.11 | 0
19768.12 | 0
19771.13 | 0
19774.14 | 0
19777.16 | 0
19780.17 | 0
19783.18 | 0
19786.19 | 0
19789.2 | 0
19792.21 | 0
19795.22 | 0
19798.24 | 0
19801.25 | 0
19804.26 | 0
19807.27 | 0
19810.28 | 0
19813.29 | 0
19816.31 | 0
19819.32 | 0
19822.33 | 0
19825.34 | 0
19828.35 | 0
19831.36 | 0
19834.38 | 0
19837.39 | 0
19840.4 | 0
19843.41 | 0
19846.42 | 0
19849.43 | 0
19852.45 | 0
19855.46 | 0
19858.47 | 0
19861.48 | 0
19864.49 | 0
19867.5 | 0
19870.51 | 0
19873.53 | 0
19876.54 | 0
19879.55 | 0
19882.56 | 0
19885.57 | 0
19888.58 | 0
19891.6 | 0
19894.61 | 0
19897.62 | 0
19900.63 | 0
19903.64 | 0
19906.65 | 0
19909.67 | 0
19912.68 | 0
19915.69 | 0
19918.7 | 0
19921.71 | 0
19924.72 | 0
19927.74 | 0
19930.75 | 0
19933.76 | 0
19936.77 | 0
19939.78 | 0
19942.79 | 0
19945.8 | 0
19948.82 | 0
19951.83 | 0
19954.84 | 0
19957.85 | 0
19960.86 | 0
19963.87 | 0
19966.89 | 0
19969.9 | 0
19972.91 | 0
19975.92 | 0
19978.93 | 0
19981.94 | 0
19984.96 | 0
19987.97 | 0
19990.98 | 0
19993.99 | 0
19997 | 0
20000.01 | 0
20003.03 | 0
20006.04 | 0
20009.05 | 0
20012.06 | 0
20015.07 | 0
20018.08 | 0
20021.09 | 0
20024.11 | 0
20027.12 | 0
20030.13 | 0
20033.14 | 0
20036.15 | 0
20039.16 | 0
20042.18 | 0
20045.19 | 0
20048.2 | 0
20051.21 | 0
20054.22 | 0
20057.23 | 0
20060.25 | 0
20063.26 | 0
20066.27 | 0
20069.28 | 0
20072.29 | 0
20075.3 | 0
20078.32 | 0
20081.33 | 0
20084.34 | 0
20087.35 | 0
20090.36 | 0
20093.37 | 0
20096.38 | 0
20099.4 | 0
20102.41 | 0
20105.42 | 0
20108.43 | 0
20111.44 | 0
20114.45 | 0
20117.47 | 0
20120.48 | 0
20123.49 | 0
20126.5 | 0
20129.51 | 0
20132.52 | 0
20135.54 | 0
20138.55 | 0
20141.56 | 0
20144.57 | 0
20147.58 | 0
20150.59 | 0
20153.6 | 0
20156.62 | 0
20159.63 | 0
20162.64 | 0
20165.65 | 0
20168.66 | 0
20171.67 | 0
20174.69 | 0
20177.7 | 0
20180.71 | 0
20183.72 | 0
20186.73 | 0
20189.74 | 0
20192.76 | 0
20195.77 | 0
20198.78 | 0
20201.79 | 0
20204.8 | 0
20207.81 | 0
20210.83 | 0
20213.84 | 0
20216.85 | 0
20219.86 | 0
20222.87 | 0
20225.88 | 0
20228.89 | 0
20231.91 | 0
20234.92 | 0
20237.93 | 0
20240.94 | 0
20243.95 | 0
20246.96 | 0
20249.98 | 0
20252.99 | 0
20256 | 0
20259.01 | 0
20262.02 | 0
20265.03 | 0
20268.05 | 0
20271.06 | 0
20274.07 | 0
20277.08 | 0
20280.09 | 0
20283.1 | 0
20286.12 | 0
20289.13 | 0
20292.14 | 0
20295.15 | 0
20298.16 | 0
20301.17 | 0
20304.18 | 0
20307.2 | 0
20310.21 | 0
20313.22 | 0
20316.23 | 0
20319.24 | 0
20322.25 | 0
20325.27 | 0
20328.28 | 0
20331.29 | 0
20334.3 | 0
20337.31 | 0
20340.32 | 0
20343.34 | 0
20346.35 | 0
20349.36 | 0
20352.37 | 0
20355.38 | 0
20358.39 | 0
20361.41 | 0
20364.42 | 0
20367.43 | 0
20370.44 | 0
20373.45 | 0
20376.46 | 0
20379.47 | 0
20382.49 | 0
20385.5 | 0
20388.51 | 0
20391.52 | 0
20394.53 | 0
20397.54 | 0
20400.56 | 0
20403.57 | 0
20406.58 | 0
20409.59 | 0
20412.6 | 0
20415.61 | 0
20418.63 | 0
20421.64 | 0
20424.65 | 0
20427.66 | 0
20430.67 | 0
20433.68 | 0
20436.7 | 0
20439.71 | 0
20442.72 | 0
20445.73 | 0
20448.74 | 0
20451.75 | 0
20454.76 | 0
20457.78 | 0
20460.79 | 0
20463.8 | 0
20466.81 | 0
20469.82 | 0
20472.83 | 0
20475.85 | 0
20478.86 | 0
20481.87 | 0
20484.88 | 0
20487.89 | 0
20490.9 | 0
20493.92 | 0
20496.93 | 0
20499.94 | 0
20502.95 | 0
20505.96 | 0
20508.97 | 0
20511.98 | 0
20515 | 0
20518.01 | 0
20521.02 | 0
20524.03 | 0
20527.04 | 0
20530.05 | 0
20533.07 | 0
20536.08 | 0
20539.09 | 0
20542.1 | 0
20545.11 | 0
20548.12 | 0
20551.14 | 0
20554.15 | 0
20557.16 | 0
20560.17 | 0
20563.18 | 0
20566.19 | 0
20569.21 | 0
20572.22 | 0
20575.23 | 0
20578.24 | 0
20581.25 | 0
20584.26 | 0
20587.27 | 0
20590.29 | 0
20593.3 | 0
20596.31 | 0
20599.32 | 0
20602.33 | 0
20605.34 | 0
20608.36 | 0
20611.37 | 0
20614.38 | 0
20617.39 | 0
20620.4 | 0
20623.41 | 0
20626.43 | 0
20629.44 | 0
20632.45 | 0
20635.46 | 0
20638.47 | 0
20641.48 | 0
20644.5 | 0
20647.51 | 0
20650.52 | 0
20653.53 | 0
20656.54 | 0
20659.55 | 0
20662.56 | 0
20665.58 | 0
20668.59 | 0
20671.6 | 0
20674.61 | 0
20677.62 | 0
20680.63 | 0
20683.65 | 0
20686.66 | 0
20689.67 | 0
20692.68 | 0
20695.69 | 0
20698.7 | 0
20701.72 | 0
20704.73 | 0
20707.74 | 0
20710.75 | 0
20713.76 | 0
20716.77 | 0
20719.79 | 0
20722.8 | 0
20725.81 | 0
20728.82 | 0
20731.83 | 0
20734.84 | 0
20737.85 | 0
20740.87 | 0
20743.88 | 0
20746.89 | 0
20749.9 | 0
20752.91 | 0
20755.92 | 0
20758.94 | 0
20761.95 | 0
20764.96 | 0
20767.97 | 0
20770.98 | 0
20773.99 | 0
20777.01 | 0
20780.02 | 0
20783.03 | 0
20786.04 | 0
20789.05 | 0
20792.06 | 0
20795.08 | 0
20798.09 | 0
20801.1 | 0
20804.11 | 0
20807.12 | 0
20810.13 | 0
20813.14 | 0
20816.16 | 0
20819.17 | 0
20822.18 | 0
20825.19 | 0
20828.2 | 0
20831.21 | 0
20834.23 | 0
20837.24 | 0
20840.25 | 0
20843.26 | 0
20846.27 | 0
20849.28 | 0
20852.3 | 0
20855.31 | 0
20858.32 | 0
20861.33 | 0
20864.34 | 0
20867.35 | 0
20870.36 | 0
20873.38 | 0
20876.39 | 0
20879.4 | 0
20882.41 | 0
20885.42 | 0
20888.43 | 0
20891.45 | 0
20894.46 | 0
20897.47 | 0
20900.48 | 0
20903.49 | 0
20906.5 | 0
20909.52 | 0
20912.53 | 0
20915.54 | 0
20918.55 | 0
20921.56 | 0
20924.57 | 0
20927.59 | 0
20930.6 | 0
20933.61 | 0
20936.62 | 0
20939.63 | 0
20942.64 | 0
20945.65 | 0
20948.67 | 0
20951.68 | 0
20954.69 | 0
20957.7 | 0
20960.71 | 0
20963.72 | 0
20966.74 | 0
20969.75 | 0
20972.76 | 0
20975.77 | 0
20978.78 | 0
20981.79 | 0
20984.81 | 0
20987.82 | 0
20990.83 | 0
20993.84 | 0
20996.85 | 0
20999.86 | 0
21002.88 | 0
21005.89 | 0
21008.9 | 0
21011.91 | 0
21014.92 | 0
21017.93 | 0
21020.94 | 0
21023.96 | 0
21026.97 | 0
21029.98 | 0
21032.99 | 0
21036 | 0
21039.01 | 0
21042.03 | 0
21045.04 | 0
21048.05 | 0
21051.06 | 0
21054.07 | 0
21057.08 | 0
21060.1 | 0
21063.11 | 0
21066.12 | 0
21069.13 | 0
21072.14 | 0
21075.15 | 0
21078.17 | 0
21081.18 | 0
21084.19 | 0
21087.2 | 0
21090.21 | 0
21093.22 | 0
21096.23 | 0
21099.25 | 0
21102.26 | 0
21105.27 | 0
21108.28 | 0
21111.29 | 0
21114.3 | 0
21117.32 | 0
21120.33 | 0
21123.34 | 0
21126.35 | 0
21129.36 | 0
21132.37 | 0
21135.39 | 0
21138.4 | 0
21141.41 | 0
21144.42 | 0
21147.43 | 0
21150.44 | 0
21153.46 | 0
21156.47 | 0
21159.48 | 0
21162.49 | 0
21165.5 | 0
21168.51 | 0
21171.52 | 0
21174.54 | 0
21177.55 | 0
21180.56 | 0
21183.57 | 0
21186.58 | 0
21189.59 | 0
21192.61 | 0
21195.62 | 0
21198.63 | 0
21201.64 | 0
21204.65 | 0
21207.66 | 0
21210.68 | 0
21213.69 | 0
21216.7 | 0
21219.71 | 0
21222.72 | 0
21225.73 | 0
21228.74 | 0
21231.76 | 0
21234.77 | 0
21237.78 | 0
21240.79 | 0
21243.8 | 0
21246.81 | 0
21249.83 | 0
21252.84 | 0
21255.85 | 0
21258.86 | 0
21261.87 | 0
21264.88 | 0
21267.9 | 0
21270.91 | 0
21273.92 | 0
21276.93 | 0
21279.94 | 0
21282.95 | 0
21285.97 | 0
21288.98 | 0
21291.99 | 0
21295 | 0
21298.01 | 0
21301.02 | 0
21304.03 | 0
21307.05 | 0
21310.06 | 0
21313.07 | 0
21316.08 | 0
21319.09 | 0
21322.1 | 0
21325.12 | 0
21328.13 | 0
21331.14 | 0
21334.15 | 0
21337.16 | 0
21340.17 | 0
21343.19 | 0
21346.2 | 0
21349.21 | 0
21352.22 | 0
21355.23 | 0
21358.24 | 0
21361.26 | 0
21364.27 | 0
21367.28 | 0
21370.29 | 0
21373.3 | 0
21376.31 | 0
21379.32 | 0
21382.34 | 0
21385.35 | 0
21388.36 | 0
21391.37 | 0
21394.38 | 0
21397.39 | 0
21400.41 | 0
21403.42 | 0
21406.43 | 0
21409.44 | 0
21412.45 | 0
21415.46 | 0
21418.48 | 0
21421.49 | 0
21424.5 | 0
21427.51 | 0
21430.52 | 0
21433.53 | 0
21436.55 | 0
21439.56 | 0
21442.57 | 0
21445.58 | 0
21448.59 | 0
21451.6 | 0
21454.61 | 0
21457.63 | 0
21460.64 | 0
21463.65 | 0
21466.66 | 0
21469.67 | 0
21472.68 | 0
21475.7 | 0
21478.71 | 0
21481.72 | 0
21484.73 | 0
21487.74 | 0
21490.75 | 0
21493.77 | 0
21496.78 | 0
21499.79 | 0
21502.8 | 0
21505.81 | 0
21508.82 | 0
21511.84 | 0
21514.85 | 0
21517.86 | 0
21520.87 | 0
21523.88 | 0
21526.89 | 0
21529.9 | 0
21532.92 | 0
21535.93 | 0
21538.94 | 0
21541.95 | 0
21544.96 | 0
21547.97 | 0
21550.99 | 0
21554 | 0
21557.01 | 0
21560.02 | 0
21563.03 | 0
21566.04 | 0
21569.06 | 0
21572.07 | 0
21575.08 | 0
21578.09 | 0
21581.1 | 0
21584.11 | 0
21587.13 | 0
21590.14 | 0
21593.15 | 0
21596.16 | 0
21599.17 | 0
21602.18 | 0
21605.19 | 0
21608.21 | 0
21611.22 | 0
21614.23 | 0
21617.24 | 0
21620.25 | 0
21623.26 | 0
21626.28 | 0
21629.29 | 0
21632.3 | 0
21635.31 | 0
21638.32 | 0
21641.33 | 0
21644.35 | 0
21647.36 | 0
21650.37 | 0
21653.38 | 0
21656.39 | 0
21659.4 | 0
21662.41 | 0
21665.43 | 0
21668.44 | 0
21671.45 | 0
21674.46 | 0
21677.47 | 0
21680.48 | 0
21683.5 | 0
21686.51 | 0
21689.52 | 0
21692.53 | 0
21695.54 | 0
21698.55 | 0
21701.57 | 0
21704.58 | 0
21707.59 | 0
21710.6 | 0
21713.61 | 0
21716.62 | 0
21719.64 | 0
21722.65 | 0
21725.66 | 0
21728.67 | 0
21731.68 | 0
21734.69 | 0
21737.7 | 0
21740.72 | 0
21743.73 | 0
21746.74 | 0
21749.75 | 0
21752.76 | 0
21755.77 | 0
21758.79 | 0
21761.8 | 0
21764.81 | 0
21767.82 | 0
21770.83 | 0
21773.84 | 0
21776.86 | 0
21779.87 | 0
21782.88 | 0
21785.89 | 0
21788.9 | 0
21791.91 | 0
21794.93 | 0
21797.94 | 0
21800.95 | 0
21803.96 | 0
21806.97 | 0
21809.98 | 0
21812.99 | 0
21816.01 | 0
21819.02 | 0
21822.03 | 0
21825.04 | 0
21828.05 | 0
21831.06 | 0
21834.08 | 0
21837.09 | 0
21840.1 | 0
21843.11 | 0
21846.12 | 0
21849.13 | 0
21852.15 | 0
21855.16 | 0
21858.17 | 0
21861.18 | 0
21864.19 | 0
21867.2 | 0
21870.22 | 0
21873.23 | 0
21876.24 | 0
21879.25 | 0
21882.26 | 0
21885.27 | 0
21888.28 | 0
21891.3 | 0
21894.31 | 0
21897.32 | 0
21900.33 | 0
21903.34 | 0
21906.35 | 0
21909.37 | 0
21912.38 | 0
21915.39 | 0
21918.4 | 0
21921.41 | 0
21924.42 | 0
21927.44 | 0
21930.45 | 0
21933.46 | 0
21936.47 | 0
21939.48 | 0
21942.49 | 0
21945.51 | 0
21948.52 | 0
21951.53 | 0
21954.54 | 0
21957.55 | 0
21960.56 | 0
21963.57 | 0
21966.59 | 0
21969.6 | 0
21972.61 | 0
21975.62 | 0
21978.63 | 0
21981.64 | 0
21984.66 | 0
21987.67 | 0
21990.68 | 0
21993.69 | 0
21996.7 | 0
21999.71 | 0
22002.73 | 0
22005.74 | 0
22008.75 | 0
22011.76 | 0
22014.77 | 0
22017.78 | 0
22020.79 | 0
22023.81 | 0
22026.82 | 0
22029.83 | 0
22032.84 | 0
22035.85 | 0
22038.86 | 0
22041.88 | 0
22044.89 | 0
22047.9 | 0
22050.91 | 0
22053.92 | 0
22056.93 | 0
22059.95 | 0
22062.96 | 0
22065.97 | 0
22068.98 | 0
22071.99 | 0
22075 | 0
22078.02 | 0
22081.03 | 0
22084.04 | 0
22087.05 | 0
22090.06 | 0
22093.07 | 0
22096.08 | 0
22099.1 | 0
22102.11 | 0
22105.12 | 0
22108.13 | 0
22111.14 | 0
22114.15 | 0
22117.17 | 0
22120.18 | 0
22123.19 | 0
22126.2 | 0
22129.21 | 0
22132.22 | 0
22135.24 | 0
22138.25 | 0
22141.26 | 0
22144.27 | 0
22147.28 | 0
22150.29 | 0
22153.31 | 0
22156.32 | 0
22159.33 | 0
22162.34 | 0
22165.35 | 0
22168.36 | 0
22171.37 | 0
22174.39 | 0
22177.4 | 0
22180.41 | 0
22183.42 | 0
22186.43 | 0
22189.44 | 0
22192.46 | 0
22195.47 | 0
22198.48 | 0
22201.49 | 0
22204.5 | 0
22207.51 | 0
22210.53 | 0
22213.54 | 0
22216.55 | 0
22219.56 | 0
22222.57 | 0
22225.58 | 0
22228.6 | 0
22231.61 | 0
22234.62 | 0
22237.63 | 0
22240.64 | 0
22243.65 | 0
22246.66 | 0
22249.68 | 0
22252.69 | 0
22255.7 | 0
22258.71 | 0
22261.72 | 0
22264.73 | 0
22267.75 | 0
22270.76 | 0
22273.77 | 0
22276.78 | 0
22279.79 | 0
22282.8 | 0
22285.82 | 0
22288.83 | 0
22291.84 | 0
22294.85 | 0
22297.86 | 0
22300.87 | 0
22303.89 | 0
22306.9 | 0
22309.91 | 0
22312.92 | 0
22315.93 | 0
22318.94 | 0
22321.95 | 0
22324.97 | 0
22327.98 | 0
22330.99 | 0
22334 | 0
22337.01 | 0
22340.02 | 0
22343.04 | 0
22346.05 | 0
22349.06 | 0
22352.07 | 0
22355.08 | 0
22358.09 | 0
22361.11 | 0
22364.12 | 0
22367.13 | 0
22370.14 | 0
22373.15 | 0
22376.16 | 0
22379.17 | 0
22382.19 | 0
22385.2 | 0
22388.21 | 0
22391.22 | 0
22394.23 | 0
22397.24 | 0
22400.26 | 0
22403.27 | 0
22406.28 | 0
22409.29 | 0
22412.3 | 0
22415.31 | 0
22418.33 | 0
22421.34 | 0
22424.35 | 0
22427.36 | 0
22430.37 | 0
22433.38 | 0
22436.4 | 0
22439.41 | 0
22442.42 | 0
22445.43 | 0
22448.44 | 0
22451.45 | 0
22454.46 | 0
22457.48 | 0
22460.49 | 0
22463.5 | 0
22466.51 | 0
22469.52 | 0
22472.53 | 0
22475.55 | 0
22478.56 | 0
22481.57 | 0
22484.58 | 0
22487.59 | 0
22490.6 | 0
22493.62 | 0
22496.63 | 0
22499.64 | 0
22502.65 | 0
22505.66 | 0
22508.67 | 0
22511.69 | 0
22514.7 | 0
22517.71 | 0
22520.72 | 0
22523.73 | 0
22526.74 | 0
22529.75 | 0
22532.77 | 0
22535.78 | 0
22538.79 | 0
22541.8 | 0
22544.81 | 0
22547.82 | 0
22550.84 | 0
22553.85 | 0
22556.86 | 0
22559.87 | 0
22562.88 | 0
22565.89 | 0
22568.91 | 0
22571.92 | 0
22574.93 | 0
22577.94 | 0
22580.95 | 0
22583.96 | 0
22586.98 | 0
22589.99 | 0
22593 | 0
22596.01 | 0
22599.02 | 0
22602.03 | 0
22605.04 | 0
22608.06 | 0
22611.07 | 0
22614.08 | 0
22617.09 | 0
22620.1 | 0
22623.11 | 0
22626.13 | 0
22629.14 | 0
22632.15 | 0
22635.16 | 0
22638.17 | 0
22641.18 | 0
22644.2 | 0
22647.21 | 0
22650.22 | 0
22653.23 | 0
22656.24 | 0
22659.25 | 0
22662.27 | 0
22665.28 | 0
22668.29 | 0
22671.3 | 0
22674.31 | 0
22677.32 | 0
22680.33 | 0
22683.35 | 0
22686.36 | 0
22689.37 | 0
22692.38 | 0
22695.39 | 0
22698.4 | 0
22701.42 | 0
22704.43 | 0
22707.44 | 0
22710.45 | 0
22713.46 | 0
22716.47 | 0
22719.49 | 0
22722.5 | 0
22725.51 | 0
22728.52 | 0
22731.53 | 0
22734.54 | 0
22737.55 | 0
22740.57 | 0
22743.58 | 0
22746.59 | 0
22749.6 | 0
22752.61 | 0
22755.62 | 0
22758.64 | 0
22761.65 | 0
22764.66 | 0
22767.67 | 0
22770.68 | 0
22773.69 | 0
22776.71 | 0
22779.72 | 0
22782.73 | 0
22785.74 | 0
22788.75 | 0
22791.76 | 0
22794.78 | 0
22797.79 | 0
22800.8 | 0
22803.81 | 0
22806.82 | 0
22809.83 | 0
22812.84 | 0
22815.86 | 0
22818.87 | 0
22821.88 | 0
22824.89 | 0
22827.9 | 0
22830.91 | 0
22833.93 | 0
22836.94 | 0
22839.95 | 0
22842.96 | 0
22845.97 | 0
22848.98 | 0
22852 | 0
22855.01 | 0
22858.02 | 0
22861.03 | 0
22864.04 | 0
22867.05 | 0
22870.07 | 0
22873.08 | 0
22876.09 | 0
22879.1 | 0
22882.11 | 0
22885.12 | 0
22888.13 | 0
22891.15 | 0
22894.16 | 0
22897.17 | 0
22900.18 | 0
22903.19 | 0
22906.2 | 0
22909.22 | 0
22912.23 | 0
22915.24 | 0
22918.25 | 0
22921.26 | 0
22924.27 | 0
22927.29 | 0
22930.3 | 0
22933.31 | 0
22936.32 | 0
22939.33 | 0
22942.34 | 0
22945.36 | 0
22948.37 | 0
22951.38 | 0
22954.39 | 0
22957.4 | 0
22960.41 | 0
22963.42 | 0
22966.44 | 0
22969.45 | 0
22972.46 | 0
22975.47 | 0
22978.48 | 0
22981.49 | 0
22984.51 | 0
22987.52 | 0
22990.53 | 0
22993.54 | 0
22996.55 | 0
22999.56 | 0
23002.58 | 0
23005.59 | 0
23008.6 | 0
23011.61 | 0
23014.62 | 0
23017.63 | 0
23020.65 | 0
23023.66 | 0
23026.67 | 0
23029.68 | 0
23032.69 | 0
23035.7 | 0
23038.71 | 0
23041.73 | 0
23044.74 | 0
23047.75 | 0
23050.76 | 0
23053.77 | 0
23056.78 | 0
23059.8 | 0
23062.81 | 0
23065.82 | 0
23068.83 | 0
23071.84 | 0
23074.85 | 0
23077.87 | 0
23080.88 | 0
23083.89 | 0
23086.9 | 0
23089.91 | 0
23092.92 | 0
23095.93 | 0
23098.95 | 0
23101.96 | 0
23104.97 | 0
23107.98 | 0
23110.99 | 0
23114 | 0
23117.02 | 0
23120.03 | 0
23123.04 | 0
23126.05 | 0
23129.06 | 0
23132.07 | 0
23135.09 | 0
23138.1 | 0
23141.11 | 0
23144.12 | 0
23147.13 | 0
23150.14 | 0
23153.16 | 0
23156.17 | 0
23159.18 | 0
23162.19 | 0
23165.2 | 0
23168.21 | 0
23171.22 | 0
23174.24 | 0
23177.25 | 0
23180.26 | 0
23183.27 | 0
23186.28 | 0
23189.29 | 0
23192.31 | 0
23195.32 | 0
23198.33 | 0
23201.34 | 0
23204.35 | 0
23207.36 | 0
23210.38 | 0
23213.39 | 0
23216.4 | 0
23219.41 | 0
23222.42 | 0
23225.43 | 0
23228.45 | 0
23231.46 | 0
23234.47 | 0
23237.48 | 0
23240.49 | 0
23243.5 | 0
23246.51 | 0
23249.53 | 0
23252.54 | 0
23255.55 | 0
23258.56 | 0
23261.57 | 0
23264.58 | 0
23267.6 | 0
23270.61 | 0
23273.62 | 0
23276.63 | 0
23279.64 | 0
23282.65 | 0
23285.67 | 0
23288.68 | 0
23291.69 | 0
23294.7 | 0
23297.71 | 0
23300.72 | 0
23303.74 | 0
23306.75 | 0
23309.76 | 0
23312.77 | 0
23315.78 | 0
23318.79 | 0
23321.8 | 0
23324.82 | 0
23327.83 | 0
23330.84 | 0
23333.85 | 0
23336.86 | 0
23339.87 | 0
23342.89 | 0
23345.9 | 0
23348.91 | 0
23351.92 | 0
23354.93 | 0
23357.94 | 0
23360.96 | 0
23363.97 | 0
23366.98 | 0
23369.99 | 0
23373 | 0
23376.01 | 0
23379.03 | 0
23382.04 | 0
23385.05 | 0
23388.06 | 0
23391.07 | 0
23394.08 | 0
23397.09 | 0
23400.11 | 0
23403.12 | 0
23406.13 | 0
23409.14 | 0
23412.15 | 0
23415.16 | 0
23418.18 | 0
23421.19 | 0
23424.2 | 0
23427.21 | 0
23430.22 | 0
23433.23 | 0
23436.25 | 0
23439.26 | 0
23442.27 | 0
23445.28 | 0
23448.29 | 0
23451.3 | 0
23454.31 | 0
23457.33 | 0
23460.34 | 0
23463.35 | 0
23466.36 | 0
23469.37 | 0
23472.38 | 0
23475.4 | 0
23478.41 | 0
23481.42 | 0
23484.43 | 0
23487.44 | 0
23490.45 | 0
23493.47 | 0
23496.48 | 0
23499.49 | 0
23502.5 | 0
23505.51 | 0
23508.52 | 0
23511.54 | 0
23514.55 | 0
23517.56 | 0
23520.57 | 0
23523.58 | 0
23526.59 | 0
23529.6 | 0
23532.62 | 0
23535.63 | 0
23538.64 | 0
23541.65 | 0
23544.66 | 0
23547.67 | 0
23550.69 | 0
23553.7 | 0
23556.71 | 0
23559.72 | 0
23562.73 | 0
23565.74 | 0
23568.76 | 0
23571.77 | 0
23574.78 | 0
23577.79 | 0
23580.8 | 0
23583.81 | 0
23586.83 | 0
23589.84 | 0
23592.85 | 0
23595.86 | 0
23598.87 | 0
23601.88 | 0
23604.89 | 0
23607.91 | 0
23610.92 | 0
23613.93 | 0
23616.94 | 0
23619.95 | 0
23622.96 | 0
23625.98 | 0
23628.99 | 0
23632 | 0
23635.01 | 0
23638.02 | 0
23641.03 | 0
23644.05 | 0
23647.06 | 0
23650.07 | 0
23653.08 | 0
23656.09 | 0
23659.1 | 0
23662.12 | 0
23665.13 | 0
23668.14 | 0
23671.15 | 0
23674.16 | 0
23677.17 | 0
23680.18 | 0
23683.2 | 0
23686.21 | 0
23689.22 | 0
23692.23 | 0
23695.24 | 0
23698.25 | 0
23701.27 | 0
23704.28 | 0
23707.29 | 0
23710.3 | 0
23713.31 | 0
23716.32 | 0
23719.34 | 0
23722.35 | 0
23725.36 | 0
23728.37 | 0
23731.38 | 0
23734.39 | 0
23737.41 | 0
23740.42 | 0
23743.43 | 0
23746.44 | 0
23749.45 | 0
23752.46 | 0
23755.47 | 0
23758.49 | 0
23761.5 | 0
23764.51 | 0
23767.52 | 0
23770.53 | 0
23773.54 | 0
23776.56 | 0
23779.57 | 0
23782.58 | 0
23785.59 | 0
23788.6 | 0
23791.61 | 0
23794.63 | 0
23797.64 | 0
23800.65 | 0
23803.66 | 0
23806.67 | 0
23809.68 | 0
23812.69 | 0
23815.71 | 0
23818.72 | 0
23821.73 | 0
23824.74 | 0
23827.75 | 0
23830.76 | 0
23833.78 | 0
23836.79 | 0
23839.8 | 0
23842.81 | 0
23845.82 | 0
23848.83 | 0
23851.85 | 0
23854.86 | 0
23857.87 | 0
23860.88 | 0
23863.89 | 0
23866.9 | 0
23869.92 | 0
23872.93 | 0
23875.94 | 0
23878.95 | 0
23881.96 | 0
23884.97 | 0
23887.98 | 0
23891 | 0
23894.01 | 0
23897.02 | 0
23900.03 | 0
23903.04 | 0
23906.05 | 0
23909.07 | 0
23912.08 | 0
23915.09 | 0
23918.1 | 0
23921.11 | 0
23924.12 | 0
23927.14 | 0
23930.15 | 0
23933.16 | 0
23936.17 | 0
23939.18 | 0
23942.19 | 0
23945.21 | 0
23948.22 | 0
23951.23 | 0
23954.24 | 0
23957.25 | 0
23960.26 | 0
23963.27 | 0
23966.29 | 0
23969.3 | 0
23972.31 | 0
23975.32 | 0
23978.33 | 0
23981.34 | 0
23984.36 | 0
23987.37 | 0
23990.38 | 0
23993.39 | 0
23996.4 | 0
23999.41 | 0
24002.43 | 0
24005.44 | 0
24008.45 | 0
24011.46 | 0
24014.47 | 0
24017.48 | 0
24020.5 | 0
24023.51 | 0
24026.52 | 0
24029.53 | 0
24032.54 | 0
24035.55 | 0
24038.56 | 0
24041.58 | 0
24044.59 | 0
24047.6 | 0
24050.61 | 0
24053.62 | 0
24056.63 | 0
24059.65 | 0
24062.66 | 0
24065.67 | 0
24068.68 | 0
24071.69 | 0
24074.7 | 0
24077.72 | 0
24080.73 | 0
24083.74 | 0
24086.75 | 0
24089.76 | 0
24092.77 | 0
24095.79 | 0
24098.8 | 0
24101.81 | 0
24104.82 | 0
24107.83 | 0
24110.84 | 0
24113.85 | 0
24116.87 | 0
24119.88 | 0
24122.89 | 0
24125.9 | 0
24128.91 | 0
24131.92 | 0
24134.94 | 0
24137.95 | 0
24140.96 | 0
24143.97 | 0
24146.98 | 0
24149.99 | 0
24153.01 | 0
24156.02 | 0
24159.03 | 0
24162.04 | 0
24165.05 | 0
24168.06 | 0
24171.07 | 0
24174.09 | 0
24177.1 | 0
24180.11 | 0
24183.12 | 0
24186.13 | 0
24189.14 | 0
24192.16 | 0
24195.17 | 0
24198.18 | 0
24201.19 | 0
24204.2 | 0
24207.21 | 0
24210.23 | 0
24213.24 | 0
24216.25 | 0
24219.26 | 0
24222.27 | 0
24225.28 | 0
24228.3 | 0
24231.31 | 0
24234.32 | 0
24237.33 | 0
24240.34 | 0
24243.35 | 0
24246.36 | 0
24249.38 | 0
24252.39 | 0
24255.4 | 0
24258.41 | 0
24261.42 | 0
24264.43 | 0
24267.45 | 0
24270.46 | 0
24273.47 | 0
24276.48 | 0
24279.49 | 0
24282.5 | 0
24285.52 | 0
24288.53 | 0
24291.54 | 0
24294.55 | 0
24297.56 | 0
24300.57 | 0
24303.59 | 0
24306.6 | 0
24309.61 | 0
24312.62 | 0
24315.63 | 0
24318.64 | 0
24321.65 | 0
24324.67 | 0
24327.68 | 0
24330.69 | 0
24333.7 | 0
24336.71 | 0
24339.72 | 0
24342.74 | 0
24345.75 | 0
24348.76 | 0
24351.77 | 0
24354.78 | 0
24357.79 | 0
24360.81 | 0
24363.82 | 0
24366.83 | 0
24369.84 | 0
24372.85 | 0
24375.86 | 0
24378.88 | 0
24381.89 | 0
24384.9 | 0
24387.91 | 0
24390.92 | 0
24393.93 | 0
24396.94 | 0
24399.96 | 0
24402.97 | 0
24405.98 | 0
24408.99 | 0
24412 | 0
24415.01 | 0
24418.03 | 0
24421.04 | 0
24424.05 | 0
24427.06 | 0
24430.07 | 0
24433.08 | 0
24436.1 | 0
24439.11 | 0
24442.12 | 0
24445.13 | 0
24448.14 | 0
24451.15 | 0
24454.17 | 0
24457.18 | 0
24460.19 | 0
24463.2 | 0
24466.21 | 0
24469.22 | 0
24472.23 | 0
24475.25 | 0
24478.26 | 0
24481.27 | 0
24484.28 | 0
24487.29 | 0
24490.3 | 0
24493.32 | 0
24496.33 | 0
24499.34 | 0
24502.35 | 0
24505.36 | 0
24508.37 | 0
24511.39 | 0
24514.4 | 0
24517.41 | 0
24520.42 | 0
24523.43 | 0
24526.44 | 0
24529.45 | 0
24532.47 | 0
24535.48 | 0
24538.49 | 0
24541.5 | 0
24544.51 | 0
24547.52 | 0
24550.54 | 0
24553.55 | 0
24556.56 | 0
24559.57 | 0
24562.58 | 0
24565.59 | 0
24568.61 | 0
24571.62 | 0
24574.63 | 0
24577.64 | 0
24580.65 | 0
24583.66 | 0
24586.68 | 0
24589.69 | 0
24592.7 | 0
24595.71 | 0
24598.72 | 0
24601.73 | 0
24604.74 | 0
24607.76 | 0
24610.77 | 0
24613.78 | 0
24616.79 | 0
24619.8 | 0
24622.81 | 0
24625.83 | 0
24628.84 | 0
24631.85 | 0
24634.86 | 0
24637.87 | 0
24640.88 | 0
24643.9 | 0
24646.91 | 0
24649.92 | 0
24652.93 | 0
24655.94 | 0
24658.95 | 0
24661.97 | 0
24664.98 | 0
24667.99 | 0
24671 | 0
24674.01 | 0
24677.02 | 0
24680.03 | 0
24683.05 | 0
24686.06 | 0
24689.07 | 0
24692.08 | 0
24695.09 | 0
24698.1 | 0
24701.12 | 0
24704.13 | 0
24707.14 | 0
24710.15 | 0
24713.16 | 0
24716.17 | 0
24719.19 | 0
24722.2 | 0
24725.21 | 0
24728.22 | 0
24731.23 | 0
24734.24 | 0
24737.26 | 0
24740.27 | 0
24743.28 | 0
24746.29 | 0
24749.3 | 0
24752.31 | 0
24755.32 | 0
24758.34 | 0
24761.35 | 0
24764.36 | 0
24767.37 | 0
24770.38 | 0
24773.39 | 0
24776.41 | 0
24779.42 | 0
24782.43 | 0
24785.44 | 0
24788.45 | 0
24791.46 | 0
24794.48 | 0
24797.49 | 0
24800.5 | 0
24803.51 | 0
24806.52 | 0
24809.53 | 0
24812.55 | 0
24815.56 | 0
24818.57 | 0
24821.58 | 0
24824.59 | 0
24827.6 | 0
24830.61 | 0
24833.63 | 0
24836.64 | 0
24839.65 | 0
24842.66 | 0
24845.67 | 0
24848.68 | 0
24851.7 | 0
24854.71 | 0
24857.72 | 0
24860.73 | 0
24863.74 | 0
24866.75 | 0
24869.77 | 0
24872.78 | 0
24875.79 | 0
24878.8 | 0
24881.81 | 0
24884.82 | 0
24887.83 | 0
24890.85 | 0
24893.86 | 0
24896.87 | 0
24899.88 | 0
24902.89 | 0
24905.9 | 0
24908.92 | 0
24911.93 | 0
24914.94 | 0
24917.95 | 0
24920.96 | 0
24923.97 | 0
24926.99 | 0
24930 | 0
24933.01 | 0
24936.02 | 0
24939.03 | 0
24942.04 | 0
24945.06 | 0
24948.07 | 0
24951.08 | 0
24954.09 | 0
24957.1 | 0
24960.11 | 0
24963.12 | 0
24966.14 | 0
24969.15 | 0
24972.16 | 0
24975.17 | 0
24978.18 | 0
24981.19 | 0
24984.21 | 0
24987.22 | 0
24990.23 | 0
24993.24 | 0
24996.25 | 0
24999.26 | 0
25002.28 | 0
25005.29 | 0
25008.3 | 0
25011.31 | 0
25014.32 | 0
25017.33 | 0
25020.35 | 0
25023.36 | 0
25026.37 | 0
25029.38 | 0
25032.39 | 0
25035.4 | 0
25038.41 | 0
25041.43 | 0
25044.44 | 0
25047.45 | 0
25050.46 | 0
25053.47 | 0
25056.48 | 0
25059.5 | 0
25062.51 | 0
25065.52 | 0
25068.53 | 0
25071.54 | 0
25074.55 | 0
25077.57 | 0
25080.58 | 0
25083.59 | 0
25086.6 | 0
25089.61 | 0
25092.62 | 0
25095.64 | 0
25098.65 | 0
25101.66 | 0
25104.67 | 0
25107.68 | 0
25110.69 | 0
25113.7 | 0
25116.72 | 0
25119.73 | 0
25122.74 | 0
25125.75 | 0
25128.76 | 0
25131.77 | 0
25134.79 | 0
25137.8 | 0
25140.81 | 0
25143.82 | 0
25146.83 | 0
25149.84 | 0
25152.86 | 0
25155.87 | 0
25158.88 | 0
25161.89 | 0
25164.9 | 0
25167.91 | 0
25170.93 | 0
25173.94 | 0
25176.95 | 0
25179.96 | 0
25182.97 | 0
25185.98 | 0
25188.99 | 0
25192.01 | 0
25195.02 | 0
25198.03 | 0
25201.04 | 0
25204.05 | 0
25207.06 | 0
25210.08 | 0
25213.09 | 0
25216.1 | 0
25219.11 | 0
25222.12 | 0
25225.13 | 0
25228.15 | 0
25231.16 | 0
25234.17 | 0
25237.18 | 0
25240.19 | 0
25243.2 | 0
25246.21 | 0
25249.23 | 0
25252.24 | 0
25255.25 | 0
25258.26 | 0
25261.27 | 0
25264.28 | 0
25267.3 | 0
25270.31 | 0
25273.32 | 0
25276.33 | 0
25279.34 | 0
25282.35 | 0
25285.37 | 0
25288.38 | 0
25291.39 | 0
25294.4 | 0
25297.41 | 0
25300.42 | 0
25303.44 | 0
25306.45 | 0
25309.46 | 0
25312.47 | 0
25315.48 | 0
25318.49 | 0
25321.5 | 0
25324.52 | 0
25327.53 | 0
25330.54 | 0
25333.55 | 0
25336.56 | 0
25339.57 | 0
25342.59 | 0
25345.6 | 0
25348.61 | 0
25351.62 | 0
25354.63 | 0
25357.64 | 0
25360.66 | 0
25363.67 | 0
25366.68 | 0
25369.69 | 0
25372.7 | 0
25375.71 | 0
25378.73 | 0
25381.74 | 0
25384.75 | 0
25387.76 | 0
25390.77 | 0
25393.78 | 0
25396.79 | 0
25399.81 | 0
25402.82 | 0
25405.83 | 0
25408.84 | 0
25411.85 | 0
25414.86 | 0
25417.88 | 0
25420.89 | 0
25423.9 | 0
25426.91 | 0
25429.92 | 0
25432.93 | 0
25435.95 | 0
25438.96 | 0
25441.97 | 0
25444.98 | 0
25447.99 | 0
25451 | 0
25454.02 | 0
25457.03 | 0
25460.04 | 0
25463.05 | 0
25466.06 | 0
25469.07 | 0
25472.08 | 0
25475.1 | 0
25478.11 | 0
25481.12 | 0
25484.13 | 0
25487.14 | 0
25490.15 | 0
25493.17 | 0
25496.18 | 0
25499.19 | 0
25502.2 | 0
25505.21 | 0
25508.22 | 0
25511.24 | 0
25514.25 | 0
25517.26 | 0
25520.27 | 0
25523.28 | 0
25526.29 | 0
25529.31 | 0
25532.32 | 0
25535.33 | 0
25538.34 | 0
25541.35 | 0
25544.36 | 0
25547.37 | 0
25550.39 | 0
25553.4 | 0
25556.41 | 0
25559.42 | 0
25562.43 | 0
25565.44 | 0
25568.46 | 0
25571.47 | 0
25574.48 | 0
25577.49 | 0
25580.5 | 0
25583.51 | 0
25586.53 | 0
25589.54 | 0
25592.55 | 0
25595.56 | 0
25598.57 | 0
25601.58 | 0
25604.59 | 0
25607.61 | 0
25610.62 | 0
25613.63 | 0
25616.64 | 0
25619.65 | 0
25622.66 | 0
25625.68 | 0
25628.69 | 0
25631.7 | 0
25634.71 | 0
25637.72 | 0
25640.73 | 0
25643.75 | 0
25646.76 | 0
25649.77 | 0
25652.78 | 0
25655.79 | 0
25658.8 | 0
25661.82 | 0
25664.83 | 0
25667.84 | 0
25670.85 | 0
25673.86 | 0
25676.87 | 0
25679.88 | 0
25682.9 | 0
25685.91 | 0
25688.92 | 0
25691.93 | 0
25694.94 | 0
25697.95 | 0
25700.97 | 0
25703.98 | 0
25706.99 | 0
25710 | 0
25713.01 | 0
25716.02 | 0
25719.04 | 0
25722.05 | 0
25725.06 | 0
25728.07 | 0
25731.08 | 0
25734.09 | 0
25737.11 | 0
25740.12 | 0
25743.13 | 0
25746.14 | 0
25749.15 | 0
25752.16 | 0
25755.17 | 0
25758.19 | 0
25761.2 | 0
25764.21 | 0
25767.22 | 0
25770.23 | 0
25773.24 | 0
25776.26 | 0
25779.27 | 0
25782.28 | 0
25785.29 | 0
25788.3 | 0
25791.31 | 0
25794.33 | 0
25797.34 | 0
25800.35 | 0
25803.36 | 0
25806.37 | 0
25809.38 | 0
25812.4 | 0
25815.41 | 0
25818.42 | 0
25821.43 | 0
25824.44 | 0
25827.45 | 0
25830.46 | 0
25833.48 | 0
25836.49 | 0
25839.5 | 0
25842.51 | 0
25845.52 | 0
25848.53 | 0
25851.55 | 0
25854.56 | 0
25857.57 | 0
25860.58 | 0
25863.59 | 0
25866.6 | 0
25869.62 | 0
25872.63 | 0
25875.64 | 0
25878.65 | 0
25881.66 | 0
25884.67 | 0
25887.69 | 0
25890.7 | 0
25893.71 | 0
25896.72 | 0
25899.73 | 0
25902.74 | 0
25905.75 | 0
25908.77 | 0
25911.78 | 0
25914.79 | 0
25917.8 | 0
25920.81 | 0
25923.82 | 0
25926.84 | 0
25929.85 | 0
25932.86 | 0
25935.87 | 0
25938.88 | 0
25941.89 | 0
25944.91 | 0
25947.92 | 0
25950.93 | 0
25953.94 | 0
25956.95 | 0
25959.96 | 0
25962.97 | 0
25965.99 | 0
25969 | 0
25972.01 | 0
25975.02 | 0
25978.03 | 0
25981.04 | 0
25984.06 | 0
25987.07 | 0
25990.08 | 0
25993.09 | 0
25996.1 | 0
25999.11 | 0
26002.13 | 0
26005.14 | 0
26008.15 | 0
26011.16 | 0
26014.17 | 0
26017.18 | 0
26020.2 | 0
26023.21 | 0
26026.22 | 0
26029.23 | 0
26032.24 | 0
26035.25 | 0
26038.26 | 0
26041.28 | 0
26044.29 | 0
26047.3 | 0
26050.31 | 0
26053.32 | 0
26056.33 | 0
26059.35 | 0
26062.36 | 0
26065.37 | 0
26068.38 | 0
26071.39 | 0
26074.4 | 0
26077.42 | 0
26080.43 | 0
26083.44 | 0
26086.45 | 0
26089.46 | 0
26092.47 | 0
26095.49 | 0
26098.5 | 0
26101.51 | 0
26104.52 | 0
26107.53 | 0
26110.54 | 0
26113.55 | 0
26116.57 | 0
26119.58 | 0
26122.59 | 0
26125.6 | 0
26128.61 | 0
26131.62 | 0
26134.64 | 0
26137.65 | 0
26140.66 | 0
26143.67 | 0
26146.68 | 0
26149.69 | 0
26152.71 | 0
26155.72 | 0
26158.73 | 0
26161.74 | 0
26164.75 | 0
26167.76 | 0
26170.78 | 0
26173.79 | 0
26176.8 | 0
26179.81 | 0
26182.82 | 0
26185.83 | 0
26188.84 | 0
26191.86 | 0
26194.87 | 0
26197.88 | 0
26200.89 | 0
26203.9 | 0
26206.91 | 0
26209.93 | 0
26212.94 | 0
26215.95 | 0
26218.96 | 0
26221.97 | 0
26224.98 | 0
26228 | 0
26231.01 | 0
26234.02 | 0
26237.03 | 0
26240.04 | 0
26243.05 | 0
26246.07 | 0
26249.08 | 0
26252.09 | 0
26255.1 | 0
26258.11 | 0
26261.12 | 0
26264.13 | 0
26267.15 | 0
26270.16 | 0
26273.17 | 0
26276.18 | 0
26279.19 | 0
26282.2 | 0
26285.22 | 0
26288.23 | 0
26291.24 | 0
26294.25 | 0
26297.26 | 0
26300.27 | 0
26303.29 | 0
26306.3 | 0
26309.31 | 0
26312.32 | 0
26315.33 | 0
26318.34 | 0
26321.35 | 0
26324.37 | 0
26327.38 | 0
26330.39 | 0
26333.4 | 0
26336.41 | 0
26339.42 | 0
26342.44 | 0
26345.45 | 0
26348.46 | 0
26351.47 | 0
26354.48 | 0
26357.49 | 0
26360.51 | 0
26363.52 | 0
26366.53 | 0
26369.54 | 0
26372.55 | 0
26375.56 | 0
26378.58 | 0
26381.59 | 0
26384.6 | 0
26387.61 | 0
26390.62 | 0
26393.63 | 0
26396.64 | 0
26399.66 | 0
26402.67 | 0
26405.68 | 0
26408.69 | 0
26411.7 | 0
26414.71 | 0
26417.73 | 0
26420.74 | 0
26423.75 | 0
26426.76 | 0
26429.77 | 0
26432.78 | 0
26435.8 | 0
26438.81 | 0
26441.82 | 0
26444.83 | 0
26447.84 | 0
26450.85 | 0
26453.87 | 0
26456.88 | 0
26459.89 | 0
26462.9 | 0
26465.91 | 0
26468.92 | 0
26471.93 | 0
26474.95 | 0
26477.96 | 0
26480.97 | 0
26483.98 | 0
26486.99 | 0
26490 | 0
26493.02 | 0
26496.03 | 0
26499.04 | 0
26502.05 | 0
26505.06 | 0
26508.07 | 0
26511.09 | 0
26514.1 | 0
26517.11 | 0
26520.12 | 0
26523.13 | 0
26526.14 | 0
26529.16 | 0
26532.17 | 0
26535.18 | 0
26538.19 | 0
26541.2 | 0
26544.21 | 0
26547.22 | 0
26550.24 | 0
26553.25 | 0
26556.26 | 0
26559.27 | 0
26562.28 | 0
26565.29 | 0
26568.31 | 0
26571.32 | 0
26574.33 | 0
26577.34 | 0
26580.35 | 0
26583.36 | 0
26586.38 | 0
26589.39 | 0
26592.4 | 0
26595.41 | 0
26598.42 | 0
26601.43 | 0
26604.45 | 0
26607.46 | 0
26610.47 | 0
26613.48 | 0
26616.49 | 0
26619.5 | 0
26622.51 | 0
26625.53 | 0
26628.54 | 0
26631.55 | 0
26634.56 | 0
26637.57 | 0
26640.58 | 0
26643.6 | 0
26646.61 | 0
26649.62 | 0
26652.63 | 0
26655.64 | 0
26658.65 | 0
26661.67 | 0
26664.68 | 0
26667.69 | 0
26670.7 | 0
26673.71 | 0
26676.72 | 0
26679.73 | 0
26682.75 | 0
26685.76 | 0
26688.77 | 0
26691.78 | 0
26694.79 | 0
26697.8 | 0
26700.82 | 0
26703.83 | 0
26706.84 | 0
26709.85 | 0
26712.86 | 0
26715.87 | 0
26718.89 | 0
26721.9 | 0
26724.91 | 0
26727.92 | 0
26730.93 | 0
26733.94 | 0
26736.96 | 0
26739.97 | 0
26742.98 | 0
26745.99 | 0
26749 | 0
26752.01 | 0
26755.02 | 0
26758.04 | 0
26761.05 | 0
26764.06 | 0
26767.07 | 0
26770.08 | 0
26773.09 | 0
26776.11 | 0
26779.12 | 0
26782.13 | 0
26785.14 | 0
26788.15 | 0
26791.16 | 0
26794.18 | 0
26797.19 | 0
26800.2 | 0
26803.21 | 0
26806.22 | 0
26809.23 | 0
26812.25 | 0
26815.26 | 0
26818.27 | 0
26821.28 | 0
26824.29 | 0
26827.3 | 0
26830.31 | 0
26833.33 | 0
26836.34 | 0
26839.35 | 0
26842.36 | 0
26845.37 | 0
26848.38 | 0
26851.4 | 0
26854.41 | 0
26857.42 | 0
26860.43 | 0
26863.44 | 0
26866.45 | 0
26869.47 | 0
26872.48 | 0
26875.49 | 0
26878.5 | 0
26881.51 | 0
26884.52 | 0
26887.54 | 0
26890.55 | 0
26893.56 | 0
26896.57 | 0
26899.58 | 0
26902.59 | 0
26905.6 | 0
26908.62 | 0
26911.63 | 0
26914.64 | 0
26917.65 | 0
26920.66 | 0
26923.67 | 0
26926.69 | 0
26929.7 | 0
26932.71 | 0
26935.72 | 0
26938.73 | 0
26941.74 | 0
26944.76 | 0
26947.77 | 0
26950.78 | 0
26953.79 | 0
26956.8 | 0
26959.81 | 0
26962.83 | 0
26965.84 | 0
26968.85 | 0
26971.86 | 0
26974.87 | 0
26977.88 | 0
26980.89 | 0
26983.91 | 0
26986.92 | 0
26989.93 | 0
26992.94 | 0
26995.95 | 0
26998.96 | 0
27001.98 | 0
27004.99 | 0
27008 | 0
27011.01 | 0
27014.02 | 0
27017.03 | 0
27020.05 | 0
27023.06 | 0
27026.07 | 0
27029.08 | 0
27032.09 | 0
27035.1 | 0
27038.11 | 0
27041.13 | 0
27044.14 | 0
27047.15 | 0
27050.16 | 0
27053.17 | 0
27056.18 | 0
27059.2 | 0
27062.21 | 0
27065.22 | 0
27068.23 | 0
27071.24 | 0
27074.25 | 0
27077.27 | 0
27080.28 | 0
27083.29 | 0
27086.3 | 0
27089.31 | 0
27092.32 | 0
27095.34 | 0
27098.35 | 0
27101.36 | 0
27104.37 | 0
27107.38 | 0
27110.39 | 0
27113.4 | 0
27116.42 | 0
27119.43 | 0
27122.44 | 0
27125.45 | 0
27128.46 | 0
27131.47 | 0
27134.49 | 0
27137.5 | 0
27140.51 | 0
27143.52 | 0
27146.53 | 0
27149.54 | 0
27152.56 | 0
27155.57 | 0
27158.58 | 0
27161.59 | 0
27164.6 | 0
27167.61 | 0
27170.63 | 0
27173.64 | 0
27176.65 | 0
27179.66 | 0
27182.67 | 0
27185.68 | 0
27188.69 | 0
27191.71 | 0
27194.72 | 0
27197.73 | 0
27200.74 | 0
27203.75 | 0
27206.76 | 0
27209.78 | 0
27212.79 | 0
27215.8 | 0
27218.81 | 0
27221.82 | 0
27224.83 | 0
27227.85 | 0
27230.86 | 0
27233.87 | 0
27236.88 | 0
27239.89 | 0
27242.9 | 0
27245.92 | 0
27248.93 | 0
27251.94 | 0
27254.95 | 0
27257.96 | 0
27260.97 | 0
27263.98 | 0
27267 | 0
27270.01 | 0
27273.02 | 0
27276.03 | 0
27279.04 | 0
27282.05 | 0
27285.07 | 0
27288.08 | 0
27291.09 | 0
27294.1 | 0
27297.11 | 0
27300.12 | 0
27303.14 | 0
27306.15 | 0
27309.16 | 0
27312.17 | 0
27315.18 | 0
27318.19 | 0
27321.21 | 0
27324.22 | 0
27327.23 | 0
27330.24 | 0
27333.25 | 0
27336.26 | 0
27339.27 | 0
27342.29 | 0
27345.3 | 0
27348.31 | 0
27351.32 | 0
27354.33 | 0
27357.34 | 0
27360.36 | 0
27363.37 | 0
27366.38 | 0
27369.39 | 0
27372.4 | 0
27375.41 | 0
27378.43 | 0
27381.44 | 0
27384.45 | 0
27387.46 | 0
27390.47 | 0
27393.48 | 0
27396.49 | 0
27399.51 | 0
27402.52 | 0
27405.53 | 0
27408.54 | 0
27411.55 | 0
27414.56 | 0
27417.58 | 0
27420.59 | 0
27423.6 | 0
27426.61 | 0
27429.62 | 0
27432.63 | 0
27435.65 | 0
27438.66 | 0
27441.67 | 0
27444.68 | 0
27447.69 | 0
27450.7 | 0
27453.72 | 0
27456.73 | 0
27459.74 | 0
27462.75 | 0
27465.76 | 0
27468.77 | 0
27471.78 | 0
27474.8 | 0
27477.81 | 0
27480.82 | 0
27483.83 | 0
27486.84 | 0
27489.85 | 0
27492.87 | 0
27495.88 | 0
27498.89 | 0
27501.9 | 0
27504.91 | 0
27507.92 | 0
27510.94 | 0
27513.95 | 0
27516.96 | 0
27519.97 | 0
27522.98 | 0
27525.99 | 0
27529.01 | 0
27532.02 | 0
27535.03 | 0
27538.04 | 0
27541.05 | 0
27544.06 | 0
27547.07 | 0
27550.09 | 0
27553.1 | 0
27556.11 | 0
27559.12 | 0
27562.13 | 0
27565.14 | 0
27568.16 | 0
27571.17 | 0
27574.18 | 0
27577.19 | 0
27580.2 | 0
27583.21 | 0
27586.23 | 0
27589.24 | 0
27592.25 | 0
27595.26 | 0
27598.27 | 0
27601.28 | 0
27604.3 | 0
27607.31 | 0
27610.32 | 0
27613.33 | 0
27616.34 | 0
27619.35 | 0
27622.36 | 0
27625.38 | 0
27628.39 | 0
27631.4 | 0
27634.41 | 0
27637.42 | 0
27640.43 | 0
27643.45 | 0
27646.46 | 0
27649.47 | 0
27652.48 | 0
27655.49 | 0
27658.5 | 0
27661.52 | 0
27664.53 | 0
27667.54 | 0
27670.55 | 0
27673.56 | 0
27676.57 | 0
27679.59 | 0
27682.6 | 0
27685.61 | 0
27688.62 | 0
27691.63 | 0
27694.64 | 0
27697.65 | 0
27700.67 | 0
27703.68 | 0
27706.69 | 0
27709.7 | 0
27712.71 | 0
27715.72 | 0
27718.74 | 0
27721.75 | 0
27724.76 | 0
27727.77 | 0
27730.78 | 0
27733.79 | 0
27736.81 | 0
27739.82 | 0
27742.83 | 0
27745.84 | 0
27748.85 | 0
27751.86 | 0
27754.88 | 0
27757.89 | 0
27760.9 | 0
27763.91 | 0
27766.92 | 0
27769.93 | 0
27772.94 | 0
27775.96 | 0
27778.97 | 0
27781.98 | 0
27784.99 | 0
27788 | 0
27791.01 | 0
27794.03 | 0
27797.04 | 0
27800.05 | 0
27803.06 | 0
27806.07 | 0
27809.08 | 0
27812.1 | 0
27815.11 | 0
27818.12 | 0
27821.13 | 0
27824.14 | 0
27827.15 | 0
27830.16 | 0
27833.18 | 0
27836.19 | 0
27839.2 | 0
27842.21 | 0
27845.22 | 0
27848.23 | 0
27851.25 | 0
27854.26 | 0
27857.27 | 0
27860.28 | 0
27863.29 | 0
27866.3 | 0
27869.32 | 0
27872.33 | 0
27875.34 | 0
27878.35 | 0
27881.36 | 0
27884.37 | 0
27887.39 | 0
27890.4 | 0
27893.41 | 0
27896.42 | 0
27899.43 | 0
27902.44 | 0
27905.45 | 0
27908.47 | 0
27911.48 | 0
27914.49 | 0
27917.5 | 0
27920.51 | 0
27923.52 | 0
27926.54 | 0
27929.55 | 0
27932.56 | 0
27935.57 | 0
27938.58 | 0
27941.59 | 0
27944.61 | 0
27947.62 | 0
27950.63 | 0
27953.64 | 0
27956.65 | 0
27959.66 | 0
27962.68 | 0
27965.69 | 0
27968.7 | 0
27971.71 | 0
27974.72 | 0
27977.73 | 0
27980.74 | 0
27983.76 | 0
27986.77 | 0
27989.78 | 0
27992.79 | 0
27995.8 | 0
27998.81 | 0
28001.83 | 0
28004.84 | 0
28007.85 | 0
28010.86 | 0
28013.87 | 0
28016.88 | 0
28019.9 | 0
28022.91 | 0
28025.92 | 0
28028.93 | 0
28031.94 | 0
28034.95 | 0
28037.97 | 0
28040.98 | 0
28043.99 | 0
28047 | 0
28050.01 | 0
28053.02 | 0
28056.03 | 0
28059.05 | 0
28062.06 | 0
28065.07 | 0
28068.08 | 0
28071.09 | 0
28074.1 | 0
28077.12 | 0
28080.13 | 0
28083.14 | 0
28086.15 | 0
28089.16 | 0
28092.17 | 0
28095.19 | 0
28098.2 | 0
28101.21 | 0
28104.22 | 0
28107.23 | 0
28110.24 | 0
28113.26 | 0
28116.27 | 0
28119.28 | 0
28122.29 | 0
28125.3 | 0
28128.31 | 0
28131.32 | 0
28134.34 | 0
28137.35 | 0
28140.36 | 0
28143.37 | 0
28146.38 | 0
28149.39 | 0
28152.41 | 0
28155.42 | 0
28158.43 | 0
28161.44 | 0
28164.45 | 0
28167.46 | 0
28170.48 | 0
28173.49 | 0
28176.5 | 0
28179.51 | 0
28182.52 | 0
28185.53 | 0
28188.54 | 0
28191.56 | 0
28194.57 | 0
28197.58 | 0
28200.59 | 0
28203.6 | 0
28206.61 | 0
28209.63 | 0
28212.64 | 0
28215.65 | 0
28218.66 | 0
28221.67 | 0
28224.68 | 0
28227.7 | 0
28230.71 | 0
28233.72 | 0
28236.73 | 0
28239.74 | 0
28242.75 | 0
28245.77 | 0
28248.78 | 0
28251.79 | 0
28254.8 | 0
28257.81 | 0
28260.82 | 0
28263.83 | 0
28266.85 | 0
28269.86 | 0
28272.87 | 0
28275.88 | 0
28278.89 | 0
28281.9 | 0
28284.92 | 0
28287.93 | 0
28290.94 | 0
28293.95 | 0
28296.96 | 0
28299.97 | 0
28302.99 | 0
28306 | 0
28309.01 | 0
28312.02 | 0
28315.03 | 0
28318.04 | 0
28321.06 | 0
28324.07 | 0
28327.08 | 0
28330.09 | 0
28333.1 | 0
28336.11 | 0
28339.12 | 0
28342.14 | 0
28345.15 | 0
28348.16 | 0
28351.17 | 0
28354.18 | 0
28357.19 | 0
28360.21 | 0
28363.22 | 0
28366.23 | 0
28369.24 | 0
28372.25 | 0
28375.26 | 0
28378.28 | 0
28381.29 | 0
28384.3 | 0
28387.31 | 0
28390.32 | 0
28393.33 | 0
28396.35 | 0
28399.36 | 0
28402.37 | 0
28405.38 | 0
28408.39 | 0
28411.4 | 0
28414.41 | 0
28417.43 | 0
28420.44 | 0
28423.45 | 0
28426.46 | 0
28429.47 | 0
28432.48 | 0
28435.5 | 0
28438.51 | 0
28441.52 | 0
28444.53 | 0
28447.54 | 0
28450.55 | 0
28453.57 | 0
28456.58 | 0
28459.59 | 0
28462.6 | 0
28465.61 | 0
28468.62 | 0
28471.64 | 0
28474.65 | 0
28477.66 | 0
28480.67 | 0
28483.68 | 0
28486.69 | 0
28489.7 | 0
28492.72 | 0
28495.73 | 0
28498.74 | 0
28501.75 | 0
28504.76 | 0
28507.77 | 0
28510.79 | 0
28513.8 | 0
28516.81 | 0
28519.82 | 0
28522.83 | 0
28525.84 | 0
28528.86 | 0
28531.87 | 0
28534.88 | 0
28537.89 | 0
28540.9 | 0
28543.91 | 0
28546.92 | 0
28549.94 | 0
28552.95 | 0
28555.96 | 0
28558.97 | 0
28561.98 | 0
28564.99 | 0
28568.01 | 0
28571.02 | 0
28574.03 | 0
28577.04 | 0
28580.05 | 0
28583.06 | 0
28586.08 | 0
28589.09 | 0
28592.1 | 0
28595.11 | 0
28598.12 | 0
28601.13 | 0
28604.15 | 0
28607.16 | 0
28610.17 | 0
28613.18 | 0
28616.19 | 0
28619.2 | 0
28622.21 | 0
28625.23 | 0
28628.24 | 0
28631.25 | 0
28634.26 | 0
28637.27 | 0
28640.28 | 0
28643.3 | 0
28646.31 | 0
28649.32 | 0
28652.33 | 0
28655.34 | 0
28658.35 | 0
28661.37 | 0
28664.38 | 0
28667.39 | 0
28670.4 | 0
28673.41 | 0
28676.42 | 0
28679.44 | 0
28682.45 | 0
28685.46 | 0
28688.47 | 0
28691.48 | 0
28694.49 | 0
28697.5 | 0
28700.52 | 0
28703.53 | 0
28706.54 | 0
28709.55 | 0
28712.56 | 0
28715.57 | 0
28718.59 | 0
28721.6 | 0
28724.61 | 0
28727.62 | 0
28730.63 | 0
28733.64 | 0
28736.66 | 0
28739.67 | 0
28742.68 | 0
28745.69 | 0
28748.7 | 0
28751.71 | 0
28754.73 | 0
28757.74 | 0
28760.75 | 0
28763.76 | 0
28766.77 | 0
28769.78 | 0
28772.79 | 0
28775.81 | 0
28778.82 | 0
28781.83 | 0
28784.84 | 0
28787.85 | 0
28790.86 | 0
28793.88 | 0
28796.89 | 0
28799.9 | 0
28802.91 | 0
28805.92 | 0
28808.93 | 0
28811.95 | 0
28814.96 | 0
28817.97 | 0
28820.98 | 0
28823.99 | 0
28827 | 0
28830.02 | 0
28833.03 | 0
28836.04 | 0
28839.05 | 0
28842.06 | 0
28845.07 | 0
28848.08 | 0
28851.1 | 0
28854.11 | 0
28857.12 | 0
28860.13 | 0
28863.14 | 0
28866.15 | 0
28869.17 | 0
28872.18 | 0
28875.19 | 0
28878.2 | 0
28881.21 | 0
28884.22 | 0
28887.24 | 0
28890.25 | 0
28893.26 | 0
28896.27 | 0
28899.28 | 0
28902.29 | 0
28905.3 | 0
28908.32 | 0
28911.33 | 0
28914.34 | 0
28917.35 | 0
28920.36 | 0
28923.37 | 0
28926.39 | 0
28929.4 | 0
28932.41 | 0
28935.42 | 0
28938.43 | 0
28941.44 | 0
28944.46 | 0
28947.47 | 0
28950.48 | 0
28953.49 | 0
28956.5 | 0
28959.51 | 0
28962.53 | 0
28965.54 | 0
28968.55 | 0
28971.56 | 0
28974.57 | 0
28977.58 | 0
28980.59 | 0
28983.61 | 0
28986.62 | 0
28989.63 | 0
28992.64 | 0
28995.65 | 0
28998.66 | 0
29001.68 | 0
29004.69 | 0
29007.7 | 0
29010.71 | 0
29013.72 | 0
29016.73 | 0
29019.75 | 0
29022.76 | 0
29025.77 | 0
29028.78 | 0
29031.79 | 0
29034.8 | 0
29037.82 | 0
29040.83 | 0
29043.84 | 0
29046.85 | 0
29049.86 | 0
29052.87 | 0
29055.88 | 0
29058.9 | 0
29061.91 | 0
29064.92 | 0
29067.93 | 0
29070.94 | 0
29073.95 | 0
29076.97 | 0
29079.98 | 0
29082.99 | 0
29086 | 0
29089.01 | 0
29092.02 | 0
29095.04 | 0
29098.05 | 0
29101.06 | 0
29104.07 | 0
29107.08 | 0
29110.09 | 0
29113.11 | 0
29116.12 | 0
29119.13 | 0
29122.14 | 0
29125.15 | 0
29128.16 | 0
29131.17 | 0
29134.19 | 0
29137.2 | 0
29140.21 | 0
29143.22 | 0
29146.23 | 0
29149.24 | 0
29152.26 | 0
29155.27 | 0
29158.28 | 0
29161.29 | 0
29164.3 | 0
29167.31 | 0
29170.33 | 0
29173.34 | 0
29176.35 | 0
29179.36 | 0
29182.37 | 0
29185.38 | 0
29188.4 | 0
29191.41 | 0
29194.42 | 0
29197.43 | 0
29200.44 | 0
29203.45 | 0
29206.46 | 0
29209.48 | 0
29212.49 | 0
29215.5 | 0
29218.51 | 0
29221.52 | 0
29224.53 | 0
29227.55 | 0
29230.56 | 0
29233.57 | 0
29236.58 | 0
29239.59 | 0
29242.6 | 0
29245.62 | 0
29248.63 | 0
29251.64 | 0
29254.65 | 0
29257.66 | 0
29260.67 | 0
29263.68 | 0
29266.7 | 0
29269.71 | 0
29272.72 | 0
29275.73 | 0
29278.74 | 0
29281.75 | 0
29284.77 | 0
29287.78 | 0
29290.79 | 0
29293.8 | 0
29296.81 | 0
29299.82 | 0
29302.84 | 0
29305.85 | 0
29308.86 | 0
29311.87 | 0
29314.88 | 0
29317.89 | 0
29320.91 | 0
29323.92 | 0
29326.93 | 0
29329.94 | 0
29332.95 | 0
29335.96 | 0
29338.97 | 0
29341.99 | 0
29345 | 0
29348.01 | 0
29351.02 | 0
29354.03 | 0
29357.04 | 0
29360.06 | 0
29363.07 | 0
29366.08 | 0
29369.09 | 0
29372.1 | 0
29375.11 | 0
29378.13 | 0
29381.14 | 0
29384.15 | 0
29387.16 | 0
29390.17 | 0
29393.18 | 0
29396.2 | 0
29399.21 | 0
29402.22 | 0
29405.23 | 0
29408.24 | 0
29411.25 | 0
29414.26 | 0
29417.28 | 0
29420.29 | 0
29423.3 | 0
29426.31 | 0
29429.32 | 0
29432.33 | 0
29435.35 | 0
29438.36 | 0
29441.37 | 0
29444.38 | 0
29447.39 | 0
29450.4 | 0
29453.42 | 0
29456.43 | 0
29459.44 | 0
29462.45 | 0
29465.46 | 0
29468.47 | 0
29471.49 | 0
29474.5 | 0
29477.51 | 0
29480.52 | 0
29483.53 | 0
29486.54 | 0
29489.55 | 0
29492.57 | 0
29495.58 | 0
29498.59 | 0
29501.6 | 0
29504.61 | 0
29507.62 | 0
29510.64 | 0
29513.65 | 0
29516.66 | 0
29519.67 | 0
29522.68 | 0
29525.69 | 0
29528.71 | 0
29531.72 | 0
29534.73 | 0
29537.74 | 0
29540.75 | 0
29543.76 | 0
29546.78 | 0
29549.79 | 0
29552.8 | 0
29555.81 | 0
29558.82 | 0
29561.83 | 0
29564.84 | 0
29567.86 | 0
29570.87 | 0
29573.88 | 0
29576.89 | 0
29579.9 | 0
29582.91 | 0
29585.93 | 0
29588.94 | 0
29591.95 | 0
29594.96 | 0
29597.97 | 0
29600.98 | 0
29604 | 0
29607.01 | 0
29610.02 | 0
29613.03 | 0
29616.04 | 0
29619.05 | 0
29622.06 | 0
29625.08 | 0
29628.09 | 0
29631.1 | 0
29634.11 | 0
29637.12 | 0
29640.13 | 0
29643.15 | 0
29646.16 | 0
29649.17 | 0
29652.18 | 0
29655.19 | 0
29658.2 | 0
29661.22 | 0
29664.23 | 0
29667.24 | 0
29670.25 | 0
29673.26 | 0
29676.27 | 0
29679.29 | 0
29682.3 | 0
29685.31 | 0
29688.32 | 0
29691.33 | 0
29694.34 | 0
29697.35 | 0
29700.37 | 0
29703.38 | 0
29706.39 | 0
29709.4 | 0
29712.41 | 0
29715.42 | 0
29718.44 | 0
29721.45 | 0
29724.46 | 0
29727.47 | 0
29730.48 | 0
29733.49 | 0
29736.51 | 0
29739.52 | 0
29742.53 | 0
29745.54 | 0
29748.55 | 0
29751.56 | 0
29754.58 | 0
29757.59 | 0
29760.6 | 0
29763.61 | 0
29766.62 | 0
29769.63 | 0
29772.64 | 0
29775.66 | 0
29778.67 | 0
29781.68 | 0
29784.69 | 0
29787.7 | 0
29790.71 | 0
29793.73 | 0
29796.74 | 0
29799.75 | 0
29802.76 | 0
29805.77 | 0
29808.78 | 0
29811.8 | 0
29814.81 | 0
29817.82 | 0
29820.83 | 0
29823.84 | 0
29826.85 | 0
29829.87 | 0
29832.88 | 0
29835.89 | 0
29838.9 | 0
29841.91 | 0
29844.92 | 0
29847.93 | 0
29850.95 | 0
29853.96 | 0
29856.97 | 0
29859.98 | 0
29862.99 | 0
29866 | 0
29869.02 | 0
29872.03 | 0
29875.04 | 0
29878.05 | 0
29881.06 | 0
29884.07 | 0
29887.09 | 0
29890.1 | 0
29893.11 | 0
29896.12 | 0
29899.13 | 0
29902.14 | 0
29905.16 | 0
29908.17 | 0
29911.18 | 0
29914.19 | 0
29917.2 | 0
29920.21 | 0
29923.22 | 0
29926.24 | 0
29929.25 | 0
29932.26 | 0
29935.27 | 0
29938.28 | 0
29941.29 | 0
29944.31 | 0
29947.32 | 0
29950.33 | 0
29953.34 | 0
29956.35 | 0
29959.36 | 0
29962.38 | 0
29965.39 | 0
29968.4 | 0
29971.41 | 0
29974.42 | 0
29977.43 | 0
29980.44 | 0
29983.46 | 0
29986.47 | 0
29989.48 | 0
29992.49 | 0
29995.5 | 0
29998.51 | 0
30001.53 | 0
30004.54 | 0
30007.55 | 0
30010.56 | 0
30013.57 | 0
30016.58 | 0
30019.6 | 0
30022.61 | 0
30025.62 | 0
30028.63 | 0
30031.64 | 0
30034.65 | 0
30037.67 | 0
30040.68 | 0
30043.69 | 0
30046.7 | 0
30049.71 | 0
30052.72 | 0
30055.73 | 0
30058.75 | 0
30061.76 | 0
30064.77 | 0
30067.78 | 0
30070.79 | 0
30073.8 | 0
30076.82 | 0
30079.83 | 0
30082.84 | 0
30085.85 | 0
30088.86 | 0
30091.87 | 0
30094.89 | 0
30097.9 | 0
30100.91 | 0
30103.92 | 0
30106.93 | 0
30109.94 | 0
30112.96 | 0
30115.97 | 0
30118.98 | 0
30121.99 | 0
30125 | 0
30128.01 | 0
30131.02 | 0
30134.04 | 0
30137.05 | 0
30140.06 | 0
30143.07 | 0
30146.08 | 0
30149.09 | 0
30152.11 | 0
30155.12 | 0
30158.13 | 0
30161.14 | 0
30164.15 | 0
30167.16 | 0
30170.18 | 0
30173.19 | 0
30176.2 | 0
30179.21 | 0
30182.22 | 0
30185.23 | 0
30188.25 | 0
30191.26 | 0
30194.27 | 0
30197.28 | 0
30200.29 | 0
30203.3 | 0
30206.31 | 0
30209.33 | 0
30212.34 | 0
30215.35 | 0
30218.36 | 0
30221.37 | 0
30224.38 | 0
30227.4 | 0
30230.41 | 0
30233.42 | 0
30236.43 | 0
30239.44 | 0
30242.45 | 0
30245.47 | 0
30248.48 | 0
30251.49 | 0
30254.5 | 0
30257.51 | 0
30260.52 | 0
30263.54 | 0
30266.55 | 0
30269.56 | 0
30272.57 | 0
30275.58 | 0
30278.59 | 0
30281.6 | 0
30284.62 | 0
30287.63 | 0
30290.64 | 0
30293.65 | 0
30296.66 | 0
30299.67 | 0
30302.69 | 0
30305.7 | 0
30308.71 | 0
30311.72 | 0
30314.73 | 0
30317.74 | 0
30320.76 | 0
30323.77 | 0
30326.78 | 0
30329.79 | 0
30332.8 | 0
30335.81 | 0
30338.82 | 0
30341.84 | 0
30344.85 | 0
30347.86 | 0
30350.87 | 0
30353.88 | 0
30356.89 | 0
30359.91 | 0
30362.92 | 0
30365.93 | 0
30368.94 | 0
30371.95 | 0
30374.96 | 0
30377.98 | 0
30380.99 | 0
30384 | 0
30387.01 | 0
30390.02 | 0
30393.03 | 0
30396.05 | 0
30399.06 | 0
30402.07 | 0
30405.08 | 0
30408.09 | 0
30411.1 | 0
30414.11 | 0
30417.13 | 0
30420.14 | 0
30423.15 | 0
30426.16 | 0
30429.17 | 0
30432.18 | 0
30435.2 | 0
30438.21 | 0
30441.22 | 0
30444.23 | 0
30447.24 | 0
30450.25 | 0
30453.27 | 0
30456.28 | 0
30459.29 | 0
30462.3 | 0
30465.31 | 0
30468.32 | 0
30471.34 | 0
30474.35 | 0
30477.36 | 0
30480.37 | 0
30483.38 | 0
30486.39 | 0
30489.4 | 0
30492.42 | 0
30495.43 | 0
30498.44 | 0
30501.45 | 0
30504.46 | 0
30507.47 | 0
30510.49 | 0
30513.5 | 0
30516.51 | 0
30519.52 | 0
30522.53 | 0
30525.54 | 0
30528.56 | 0
30531.57 | 0
30534.58 | 0
30537.59 | 0
30540.6 | 0
30543.61 | 0
30546.63 | 0
30549.64 | 0
30552.65 | 0
30555.66 | 0
30558.67 | 0
30561.68 | 0
30564.69 | 0
30567.71 | 0
30570.72 | 0
30573.73 | 0
30576.74 | 0
30579.75 | 0
30582.76 | 0
30585.78 | 0
30588.79 | 0
30591.8 | 0
30594.81 | 0
30597.82 | 0
30600.83 | 0
30603.85 | 0
30606.86 | 0
30609.87 | 0
30612.88 | 0
30615.89 | 0
30618.9 | 0
30621.92 | 0
30624.93 | 0
30627.94 | 0
30630.95 | 0
30633.96 | 0
30636.97 | 0
30639.98 | 0
30643 | 0
30646.01 | 0
30649.02 | 0
30652.03 | 0
30655.04 | 0
30658.05 | 0
30661.07 | 0
30664.08 | 0
30667.09 | 0
30670.1 | 0
30673.11 | 0
30676.12 | 0
30679.14 | 0
30682.15 | 0
30685.16 | 0
30688.17 | 0
30691.18 | 0
30694.19 | 0
30697.2 | 0
30700.22 | 0
30703.23 | 0
30706.24 | 0
30709.25 | 0
30712.26 | 0
30715.27 | 0
30718.29 | 0
30721.3 | 0
30724.31 | 0
30727.32 | 0
30730.33 | 0
30733.34 | 0
30736.36 | 0
30739.37 | 0
30742.38 | 0
30745.39 | 0
30748.4 | 0
30751.41 | 0
30754.43 | 0
30757.44 | 0
30760.45 | 0
30763.46 | 0
30766.47 | 0
30769.48 | 0
30772.49 | 0
30775.51 | 0
30778.52 | 0
30781.53 | 0
30784.54 | 0
30787.55 | 0
30790.56 | 0
30793.58 | 0
30796.59 | 0
30799.6 | 0
30802.61 | 0
30805.62 | 0
30808.63 | 0
30811.65 | 0
30814.66 | 0
30817.67 | 0
30820.68 | 0
30823.69 | 0
30826.7 | 0
30829.72 | 0
30832.73 | 0
30835.74 | 0
30838.75 | 0
30841.76 | 0
30844.77 | 0
30847.78 | 0
30850.8 | 0
30853.81 | 0
30856.82 | 0
30859.83 | 0
30862.84 | 0
30865.85 | 0
30868.87 | 0
30871.88 | 0
30874.89 | 0
30877.9 | 0
30880.91 | 0
30883.92 | 0
30886.94 | 0
30889.95 | 0
30892.96 | 0
30895.97 | 0
30898.98 | 0
30901.99 | 0
30905.01 | 0
30908.02 | 0
30911.03 | 0
30914.04 | 0
30917.05 | 0
30920.06 | 0
30923.07 | 0
30926.09 | 0
30929.1 | 0
30932.11 | 0
30935.12 | 0
30938.13 | 0
30941.14 | 0
30944.16 | 0
30947.17 | 0
30950.18 | 0
30953.19 | 0
30956.2 | 0
30959.21 | 0
30962.23 | 0
30965.24 | 0
30968.25 | 0
30971.26 | 0
30974.27 | 0
30977.28 | 0
30980.3 | 0
30983.31 | 0
30986.32 | 0
30989.33 | 0
30992.34 | 0
30995.35 | 0
30998.36 | 0
31001.38 | 0
31004.39 | 0
31007.4 | 0
31010.41 | 0
31013.42 | 0
31016.43 | 0
31019.45 | 0
31022.46 | 0
31025.47 | 0
31028.48 | 0
31031.49 | 0
31034.5 | 0
31037.52 | 0
31040.53 | 0
31043.54 | 0
31046.55 | 0
31049.56 | 0
31052.57 | 0
31055.58 | 0
31058.6 | 0
31061.61 | 0
31064.62 | 0
31067.63 | 0
31070.64 | 0
31073.65 | 0
31076.67 | 0
31079.68 | 0
31082.69 | 0
31085.7 | 0
31088.71 | 0
31091.72 | 0
31094.74 | 0
31097.75 | 0
31100.76 | 0
31103.77 | 0
31106.78 | 0
31109.79 | 0
31112.81 | 0
31115.82 | 0
31118.83 | 0
31121.84 | 0
31124.85 | 0
31127.86 | 0
31130.87 | 0
31133.89 | 0
31136.9 | 0
31139.91 | 0
31142.92 | 0
31145.93 | 0
31148.94 | 0
31151.96 | 0
31154.97 | 0
31157.98 | 0
31160.99 | 0
31164 | 0
31167.01 | 0
31170.03 | 0
31173.04 | 0
31176.05 | 0
31179.06 | 0
31182.07 | 0
31185.08 | 0
31188.1 | 0
31191.11 | 0
31194.12 | 0
31197.13 | 0
31200.14 | 0
31203.15 | 0
31206.16 | 0
31209.18 | 0
31212.19 | 0
31215.2 | 0
31218.21 | 0
31221.22 | 0
31224.23 | 0
31227.25 | 0
31230.26 | 0
31233.27 | 0
31236.28 | 0
31239.29 | 0
31242.3 | 0
31245.32 | 0
31248.33 | 0
31251.34 | 0
31254.35 | 0
31257.36 | 0
31260.37 | 0
31263.39 | 0
31266.4 | 0
31269.41 | 0
31272.42 | 0
31275.43 | 0
31278.44 | 0
31281.45 | 0
31284.47 | 0
31287.48 | 0
31290.49 | 0
31293.5 | 0
31296.51 | 0
31299.52 | 0
31302.54 | 0
31305.55 | 0
31308.56 | 0
31311.57 | 0
31314.58 | 0
31317.59 | 0
31320.61 | 0
31323.62 | 0
31326.63 | 0
31329.64 | 0
31332.65 | 0
31335.66 | 0
31338.68 | 0
31341.69 | 0
31344.7 | 0
31347.71 | 0
31350.72 | 0
31353.73 | 0
31356.74 | 0
31359.76 | 0
31362.77 | 0
31365.78 | 0
31368.79 | 0
31371.8 | 0
31374.81 | 0
31377.83 | 0
31380.84 | 0
31383.85 | 0
31386.86 | 0
31389.87 | 0
31392.88 | 0
31395.9 | 0
31398.91 | 0
31401.92 | 0
31404.93 | 0
31407.94 | 0
31410.95 | 0
31413.96 | 0
31416.98 | 0
31419.99 | 0
31423 | 0
31426.01 | 0
31429.02 | 0
31432.03 | 0
31435.05 | 0
31438.06 | 0
31441.07 | 0
31444.08 | 0
31447.09 | 0
31450.1 | 0
31453.12 | 0
31456.13 | 0
31459.14 | 0
31462.15 | 0
31465.16 | 0
31468.17 | 0
31471.19 | 0
31474.2 | 0
31477.21 | 0
31480.22 | 0
31483.23 | 0
31486.24 | 0
31489.25 | 0
31492.27 | 0
31495.28 | 0
31498.29 | 0
31501.3 | 0
31504.31 | 0
31507.32 | 0
31510.34 | 0
31513.35 | 0
31516.36 | 0
31519.37 | 0
31522.38 | 0
31525.39 | 0
31528.41 | 0
31531.42 | 0
31534.43 | 0
31537.44 | 0
31540.45 | 0
31543.46 | 0
31546.48 | 0
31549.49 | 0
31552.5 | 0
31555.51 | 0
31558.52 | 0
31561.53 | 0
31564.54 | 0
31567.56 | 0
31570.57 | 0
31573.58 | 0
31576.59 | 0
31579.6 | 0
31582.61 | 0
31585.63 | 0
31588.64 | 0
31591.65 | 0
31594.66 | 0
31597.67 | 0
31600.68 | 0
31603.7 | 0
31606.71 | 0
31609.72 | 0
31612.73 | 0
31615.74 | 0
31618.75 | 0
31621.77 | 0
31624.78 | 0
31627.79 | 0
31630.8 | 0
31633.81 | 0
31636.82 | 0
31639.83 | 0
31642.85 | 0
31645.86 | 0
31648.87 | 0
31651.88 | 0
31654.89 | 0
31657.9 | 0
31660.92 | 0
31663.93 | 0
31666.94 | 0
31669.95 | 0
31672.96 | 0
31675.97 | 0
31678.99 | 0
31682 | 0
31685.01 | 0
31688.02 | 0
31691.03 | 0
31694.04 | 0
31697.06 | 0
31700.07 | 0
31703.08 | 0
31706.09 | 0
31709.1 | 0
31712.11 | 0
31715.12 | 0
31718.14 | 0
31721.15 | 0
31724.16 | 0
31727.17 | 0
31730.18 | 0
31733.19 | 0
31736.21 | 0
31739.22 | 0
31742.23 | 0
31745.24 | 0
31748.25 | 0
31751.26 | 0
31754.28 | 0
31757.29 | 0
31760.3 | 0
31763.31 | 0
31766.32 | 0
31769.33 | 0
31772.34 | 0
31775.36 | 0
31778.37 | 0
31781.38 | 0
31784.39 | 0
31787.4 | 0
31790.41 | 0
31793.43 | 0
31796.44 | 0
31799.45 | 0
31802.46 | 0
31805.47 | 0
31808.48 | 0
31811.5 | 0
31814.51 | 0
31817.52 | 0
31820.53 | 0
31823.54 | 0
31826.55 | 0
31829.57 | 0
31832.58 | 0
31835.59 | 0
31838.6 | 0
31841.61 | 0
31844.62 | 0
31847.63 | 0
31850.65 | 0
31853.66 | 0
31856.67 | 0
31859.68 | 0
31862.69 | 0
31865.7 | 0
31868.72 | 0
31871.73 | 0
31874.74 | 0
31877.75 | 0
31880.76 | 0
31883.77 | 0
31886.79 | 0
31889.8 | 0
31892.81 | 0
31895.82 | 0
31898.83 | 0
31901.84 | 0
31904.86 | 0
31907.87 | 0
31910.88 | 0
31913.89 | 0
31916.9 | 0
31919.91 | 0
31922.92 | 0
31925.94 | 0
31928.95 | 0
31931.96 | 0
31934.97 | 0
31937.98 | 0
31940.99 | 0
31944.01 | 0
31947.02 | 0
31950.03 | 0
31953.04 | 0
31956.05 | 0
31959.06 | 0
31962.08 | 0
31965.09 | 0
31968.1 | 0
31971.11 | 0
31974.12 | 0
31977.13 | 0
31980.15 | 0
31983.16 | 0
31986.17 | 0
31989.18 | 0
31992.19 | 0
31995.2 | 0
31998.21 | 0
32001.23 | 0
32004.24 | 0
32007.25 | 0
32010.26 | 0
32013.27 | 0
32016.28 | 0
32019.3 | 0
32022.31 | 0
32025.32 | 0
32028.33 | 0
32031.34 | 0
32034.35 | 0
32037.37 | 0
32040.38 | 0
32043.39 | 0
32046.4 | 0
32049.41 | 0
32052.42 | 0
32055.44 | 0
32058.45 | 0
32061.46 | 0
32064.47 | 0
32067.48 | 0
32070.49 | 0
32073.5 | 0
32076.52 | 0
32079.53 | 0
32082.54 | 0
32085.55 | 0
32088.56 | 0
32091.57 | 0
32094.59 | 0
32097.6 | 0
32100.61 | 0
32103.62 | 0
32106.63 | 0
32109.64 | 0
32112.66 | 0
32115.67 | 0
32118.68 | 0
32121.69 | 0
32124.7 | 0
32127.71 | 0
32130.72 | 0
32133.74 | 0
32136.75 | 0
32139.76 | 0
32142.77 | 0
32145.78 | 0
32148.79 | 0
32151.81 | 0
32154.82 | 0
32157.83 | 0
32160.84 | 0
32163.85 | 0
32166.86 | 0
32169.88 | 0
32172.89 | 0
32175.9 | 0
32178.91 | 0
32181.92 | 0
32184.93 | 0
32187.95 | 0
32190.96 | 0
32193.97 | 0
32196.98 | 0
32199.99 | 0
32203 | 0
32206.01 | 0
32209.03 | 0
32212.04 | 0
32215.05 | 0
32218.06 | 0
32221.07 | 0
32224.08 | 0
32227.1 | 0
32230.11 | 0
32233.12 | 0
32236.13 | 0
32239.14 | 0
32242.15 | 0
32245.17 | 0
32248.18 | 0
32251.19 | 0
32254.2 | 0
32257.21 | 0
32260.22 | 0
32263.24 | 0
32266.25 | 0
32269.26 | 0
32272.27 | 0
32275.28 | 0
32278.29 | 0
32281.3 | 0
32284.32 | 0
32287.33 | 0
32290.34 | 0
32293.35 | 0
32296.36 | 0
32299.37 | 0
32302.39 | 0
32305.4 | 0
32308.41 | 0
32311.42 | 0
32314.43 | 0
32317.44 | 0
32320.46 | 0
32323.47 | 0
32326.48 | 0
32329.49 | 0
32332.5 | 0
32335.51 | 0
32338.53 | 0
32341.54 | 0
32344.55 | 0
32347.56 | 0
32350.57 | 0
32353.58 | 0
32356.59 | 0
32359.61 | 0
32362.62 | 0
32365.63 | 0
32368.64 | 0
32371.65 | 0
32374.66 | 0
32377.68 | 0
32380.69 | 0
32383.7 | 0
32386.71 | 0
32389.72 | 0
32392.73 | 0
32395.75 | 0
32398.76 | 0
32401.77 | 0
32404.78 | 0
32407.79 | 0
32410.8 | 0
32413.82 | 0
32416.83 | 0
32419.84 | 0
32422.85 | 0
32425.86 | 0
32428.87 | 0
32431.88 | 0
32434.9 | 0
32437.91 | 0
32440.92 | 0
32443.93 | 0
32446.94 | 0
32449.95 | 0
32452.97 | 0
32455.98 | 0
32458.99 | 0
32462 | 0
32465.01 | 0
32468.02 | 0
32471.04 | 0
32474.05 | 0
32477.06 | 0
32480.07 | 0
32483.08 | 0
32486.09 | 0
32489.1 | 0
32492.12 | 0
32495.13 | 0
32498.14 | 0
32501.15 | 0
32504.16 | 0
32507.17 | 0
32510.19 | 0
32513.2 | 0
32516.21 | 0
32519.22 | 0
32522.23 | 0
32525.24 | 0
32528.26 | 0
32531.27 | 0
32534.28 | 0
32537.29 | 0
32540.3 | 0
32543.31 | 0
32546.33 | 0
32549.34 | 0
32552.35 | 0
32555.36 | 0
32558.37 | 0
32561.38 | 0
32564.39 | 0
32567.41 | 0
32570.42 | 0
32573.43 | 0
32576.44 | 0
32579.45 | 0
32582.46 | 0
32585.48 | 0
32588.49 | 0
32591.5 | 0
32594.51 | 0
32597.52 | 0
32600.53 | 0
32603.55 | 0
32606.56 | 0
32609.57 | 0
32612.58 | 0
32615.59 | 0
32618.6 | 0
32621.62 | 0
32624.63 | 0
32627.64 | 0
32630.65 | 0
32633.66 | 0
32636.67 | 0
32639.68 | 0
32642.7 | 0
32645.71 | 0
32648.72 | 0
32651.73 | 0
32654.74 | 0
32657.75 | 0
32660.77 | 0
32663.78 | 0
32666.79 | 0
32669.8 | 0
32672.81 | 0
32675.82 | 0
32678.84 | 0
32681.85 | 0
32684.86 | 0
32687.87 | 0
32690.88 | 0
32693.89 | 0
32696.91 | 0
32699.92 | 0
32702.93 | 0
32705.94 | 0
32708.95 | 0
32711.96 | 0
32714.97 | 0
32717.99 | 0
32721 | 0
32724.01 | 0
32727.02 | 0
32730.03 | 0
32733.04 | 0
32736.06 | 0
32739.07 | 0
32742.08 | 0
32745.09 | 0
32748.1 | 0
32751.11 | 0
32754.13 | 0
32757.14 | 0
32760.15 | 0
32763.16 | 0
32766.17 | 0
32769.18 | 0
32772.2 | 0
32775.21 | 0
32778.22 | 0
32781.23 | 0
32784.24 | 0
32787.25 | 0
32790.26 | 0
32793.28 | 0
32796.29 | 0
32799.3 | 0
32802.31 | 0
32805.32 | 0
32808.33 | 0
32811.35 | 0
32814.36 | 0
32817.37 | 0
32820.38 | 0
32823.39 | 0
32826.4 | 0
32829.42 | 0
32832.43 | 0
32835.44 | 0
32838.45 | 0
32841.46 | 0
32844.47 | 0
32847.48 | 0
32850.5 | 0
32853.51 | 0
32856.52 | 0
32859.53 | 0
32862.54 | 0
32865.55 | 0
32868.57 | 0
32871.58 | 0
32874.59 | 0
32877.6 | 0
32880.61 | 0
32883.62 | 0
32886.64 | 0
32889.65 | 0
32892.66 | 0
32895.67 | 0
32898.68 | 0
32901.69 | 0
32904.71 | 0
32907.72 | 0
32910.73 | 0
32913.74 | 0
32916.75 | 0
32919.76 | 0
32922.77 | 0
32925.79 | 0
32928.8 | 0
32931.81 | 0
32934.82 | 0
32937.83 | 0
32940.84 | 0
32943.86 | 0
32946.87 | 0
32949.88 | 0
32952.89 | 0
32955.9 | 0
32958.91 | 0
32961.93 | 0
32964.94 | 0
32967.95 | 0
32970.96 | 0
32973.97 | 0
32976.98 | 0
32980 | 0
32983.01 | 0
32986.02 | 0
32989.03 | 0
32992.04 | 0
32995.05 | 0
32998.06 | 0
33001.08 | 0
33004.09 | 0
33007.1 | 0
33010.11 | 0
33013.12 | 0
33016.13 | 0
33019.15 | 0
33022.16 | 0
33025.17 | 0
33028.18 | 0
33031.19 | 0
33034.2 | 0
33037.22 | 0
33040.23 | 0
33043.24 | 0
33046.25 | 0
33049.26 | 0
33052.27 | 0
33055.29 | 0
33058.3 | 0
33061.31 | 0
33064.32 | 0
33067.33 | 0
33070.34 | 0
33073.35 | 0
33076.37 | 0
33079.38 | 0
33082.39 | 0
33085.4 | 0
33088.41 | 0
33091.42 | 0
33094.44 | 0
33097.45 | 0
33100.46 | 0
33103.47 | 0
33106.48 | 0
33109.49 | 0
33112.51 | 0
33115.52 | 0
33118.53 | 0
33121.54 | 0
33124.55 | 0
33127.56 | 0
33130.58 | 0
33133.59 | 0
33136.6 | 0
33139.61 | 0
33142.62 | 0
33145.63 | 0
33148.64 | 0
33151.66 | 0
33154.67 | 0
33157.68 | 0
33160.69 | 0
33163.7 | 0
33166.71 | 0
33169.73 | 0
33172.74 | 0
33175.75 | 0
33178.76 | 0
33181.77 | 0
33184.78 | 0
33187.8 | 0
33190.81 | 0
33193.82 | 0
33196.83 | 0
33199.84 | 0
33202.85 | 0
33205.86 | 0
33208.88 | 0
33211.89 | 0
33214.9 | 0
33217.91 | 0
33220.92 | 0
33223.93 | 0
33226.95 | 0
33229.96 | 0
33232.97 | 0
33235.98 | 0
33238.99 | 0
33242 | 0
33245.02 | 0
33248.03 | 0
33251.04 | 0
33254.05 | 0
33257.06 | 0
33260.07 | 0
33263.09 | 0
33266.1 | 0
33269.11 | 0
33272.12 | 0
33275.13 | 0
33278.14 | 0
33281.15 | 0
33284.17 | 0
33287.18 | 0
33290.19 | 0
33293.2 | 0
33296.21 | 0
33299.22 | 0
33302.24 | 0
33305.25 | 0
33308.26 | 0
33311.27 | 0
33314.28 | 0
33317.29 | 0
33320.31 | 0
33323.32 | 0
33326.33 | 0
33329.34 | 0
33332.35 | 0
33335.36 | 0
33338.38 | 0
33341.39 | 0
33344.4 | 0
33347.41 | 0
33350.42 | 0
33353.43 | 0
33356.44 | 0
33359.46 | 0
33362.47 | 0
33365.48 | 0
33368.49 | 0
33371.5 | 0
33374.51 | 0
33377.53 | 0
33380.54 | 0
33383.55 | 0
33386.56 | 0
33389.57 | 0
33392.58 | 0
33395.6 | 0
33398.61 | 0
33401.62 | 0
33404.63 | 0
33407.64 | 0
33410.65 | 0
33413.67 | 0
33416.68 | 0
33419.69 | 0
33422.7 | 0
33425.71 | 0
33428.72 | 0
33431.73 | 0
33434.75 | 0
33437.76 | 0
33440.77 | 0
33443.78 | 0
33446.79 | 0
33449.8 | 0
33452.82 | 0
33455.83 | 0
33458.84 | 0
33461.85 | 0
33464.86 | 0
33467.87 | 0
33470.89 | 0
33473.9 | 0
33476.91 | 0
33479.92 | 0
33482.93 | 0
33485.94 | 0
33488.96 | 0
33491.97 | 0
33494.98 | 0
33497.99 | 0
33501 | 0
33504.01 | 0
33507.02 | 0
33510.04 | 0
33513.05 | 0
33516.06 | 0
33519.07 | 0
33522.08 | 0
33525.09 | 0
33528.11 | 0
33531.12 | 0
33534.13 | 0
33537.14 | 0
33540.15 | 0
33543.16 | 0
33546.18 | 0
33549.19 | 0
33552.2 | 0
33555.21 | 0
33558.22 | 0
33561.23 | 0
33564.24 | 0
33567.26 | 0
33570.27 | 0
33573.28 | 0
33576.29 | 0
33579.3 | 0
33582.31 | 0
33585.33 | 0
33588.34 | 0
33591.35 | 0
33594.36 | 0
33597.37 | 0
33600.38 | 0
33603.4 | 0
33606.41 | 0
33609.42 | 0
33612.43 | 0
33615.44 | 0
33618.45 | 0
33621.47 | 0
33624.48 | 0
33627.49 | 0
33630.5 | 0
33633.51 | 0
33636.52 | 0
33639.53 | 0
33642.55 | 0
33645.56 | 0
33648.57 | 0
33651.58 | 0
33654.59 | 0
33657.6 | 0
33660.62 | 0
33663.63 | 0
33666.64 | 0
33669.65 | 0
33672.66 | 0
33675.67 | 0
33678.69 | 0
33681.7 | 0
33684.71 | 0
33687.72 | 0
33690.73 | 0
33693.74 | 0
33696.76 | 0
33699.77 | 0
33702.78 | 0
33705.79 | 0
33708.8 | 0
33711.81 | 0
33714.82 | 0
33717.84 | 0
33720.85 | 0
33723.86 | 0
33726.87 | 0
33729.88 | 0
33732.89 | 0
33735.91 | 0
33738.92 | 0
33741.93 | 0
33744.94 | 0
33747.95 | 0
33750.96 | 0
33753.98 | 0
33756.99 | 0
33760 | 0
33763.01 | 0
33766.02 | 0
33769.03 | 0
33772.05 | 0
33775.06 | 0
33778.07 | 0
33781.08 | 0
33784.09 | 0
33787.1 | 0
33790.11 | 0
33793.13 | 0
33796.14 | 0
33799.15 | 0
33802.16 | 0
33805.17 | 0
33808.18 | 0
33811.2 | 0
33814.21 | 0
33817.22 | 0
33820.23 | 0
33823.24 | 0
33826.25 | 0
33829.27 | 0
33832.28 | 0
33835.29 | 0
33838.3 | 0
33841.31 | 0
33844.32 | 0
33847.34 | 0
33850.35 | 0
33853.36 | 0
33856.37 | 0
33859.38 | 0
33862.39 | 0
33865.4 | 0
33868.42 | 0
33871.43 | 0
33874.44 | 0
33877.45 | 0
33880.46 | 0
33883.47 | 0
33886.49 | 0
33889.5 | 0
33892.51 | 0
33895.52 | 0
33898.53 | 0
33901.54 | 0
33904.56 | 0
33907.57 | 0
33910.58 | 0
33913.59 | 0
33916.6 | 0
33919.61 | 0
33922.63 | 0
33925.64 | 0
33928.65 | 0
33931.66 | 0
33934.67 | 0
33937.68 | 0
33940.69 | 0
33943.71 | 0
33946.72 | 0
33949.73 | 0
33952.74 | 0
33955.75 | 0
33958.76 | 0
33961.78 | 0
33964.79 | 0
33967.8 | 0
33970.81 | 0
33973.82 | 0
33976.83 | 0
33979.85 | 0
33982.86 | 0
33985.87 | 0
33988.88 | 0
33991.89 | 0
33994.9 | 0
33997.91 | 0
34000.93 | 0
34003.94 | 0
34006.95 | 0
34009.96 | 0
34012.97 | 0
34015.98 | 0
34019 | 0
34022.01 | 0
34025.02 | 0
34028.03 | 0
34031.04 | 0
34034.05 | 0
34037.07 | 0
34040.08 | 0
34043.09 | 0
34046.1 | 0
34049.11 | 0
34052.12 | 0
34055.14 | 0
34058.15 | 0
34061.16 | 0
34064.17 | 0
34067.18 | 0
34070.19 | 0
34073.2 | 0
34076.22 | 0
34079.23 | 0
34082.24 | 0
34085.25 | 0
34088.26 | 0
34091.27 | 0
34094.29 | 0
34097.3 | 0
34100.31 | 0
34103.32 | 0
34106.33 | 0
34109.34 | 0
34112.36 | 0
34115.37 | 0
34118.38 | 0
34121.39 | 0
34124.4 | 0
34127.41 | 0
34130.43 | 0
34133.44 | 0
34136.45 | 0
34139.46 | 0
34142.47 | 0
34145.48 | 0
34148.49 | 0
34151.51 | 0
34154.52 | 0
34157.53 | 0
34160.54 | 0
34163.55 | 0
34166.56 | 0
34169.58 | 0
34172.59 | 0
34175.6 | 0
34178.61 | 0
34181.62 | 0
34184.63 | 0
34187.65 | 0
34190.66 | 0
34193.67 | 0
34196.68 | 0
34199.69 | 0
34202.7 | 0
34205.72 | 0
34208.73 | 0
34211.74 | 0
34214.75 | 0
34217.76 | 0
34220.77 | 0
34223.78 | 0
34226.8 | 0
34229.81 | 0
34232.82 | 0
34235.83 | 0
34238.84 | 0
34241.85 | 0
34244.87 | 0
34247.88 | 0
34250.89 | 0
34253.9 | 0
34256.91 | 0
34259.92 | 0
34262.94 | 0
34265.95 | 0
34268.96 | 0
34271.97 | 0
34274.98 | 0
34277.99 | 0
34281.01 | 0
34284.02 | 0
34287.03 | 0
34290.04 | 0
34293.05 | 0
34296.06 | 0
34299.07 | 0
34302.09 | 0
34305.1 | 0
34308.11 | 0
34311.12 | 0
34314.13 | 0
34317.14 | 0
34320.16 | 0
34323.17 | 0
34326.18 | 0
34329.19 | 0
34332.2 | 0
34335.21 | 0
34338.23 | 0
34341.24 | 0
34344.25 | 0
34347.26 | 0
34350.27 | 0
34353.28 | 0
34356.29 | 0
34359.31 | 0
34362.32 | 0
34365.33 | 0
34368.34 | 0
34371.35 | 0
34374.36 | 0
34377.38 | 0
34380.39 | 0
34383.4 | 0
34386.41 | 0
34389.42 | 0
34392.43 | 0
34395.45 | 0
34398.46 | 0
34401.47 | 0
34404.48 | 0
34407.49 | 0
34410.5 | 0
34413.52 | 0
34416.53 | 0
34419.54 | 0
34422.55 | 0
34425.56 | 0
34428.57 | 0
34431.58 | 0
34434.6 | 0
34437.61 | 0
34440.62 | 0
34443.63 | 0
34446.64 | 0
34449.65 | 0
34452.67 | 0
34455.68 | 0
34458.69 | 0
34461.7 | 0
34464.71 | 0
34467.72 | 0
34470.74 | 0
34473.75 | 0
34476.76 | 0
34479.77 | 0
34482.78 | 0
34485.79 | 0
34488.81 | 0
34491.82 | 0
34494.83 | 0
34497.84 | 0
34500.85 | 0
34503.86 | 0
34506.87 | 0
34509.89 | 0
34512.9 | 0
34515.91 | 0
34518.92 | 0
34521.93 | 0
34524.94 | 0
34527.96 | 0
34530.97 | 0
34533.98 | 0
34536.99 | 0
34540 | 0
34543.01 | 0
34546.03 | 0
34549.04 | 0
34552.05 | 0
34555.06 | 0
34558.07 | 0
34561.08 | 0
34564.1 | 0
34567.11 | 0
34570.12 | 0
34573.13 | 0
34576.14 | 0
34579.15 | 0
34582.16 | 0
34585.18 | 0
34588.19 | 0
34591.2 | 0
34594.21 | 0
34597.22 | 0
34600.23 | 0
34603.25 | 0
34606.26 | 0
34609.27 | 0
34612.28 | 0
34615.29 | 0
34618.3 | 0
34621.32 | 0
34624.33 | 0
34627.34 | 0
34630.35 | 0
34633.36 | 0
34636.37 | 0
34639.39 | 0
34642.4 | 0
34645.41 | 0
34648.42 | 0
34651.43 | 0
34654.44 | 0
34657.45 | 0
34660.47 | 0
34663.48 | 0
34666.49 | 0
34669.5 | 0
34672.51 | 0
34675.52 | 0
34678.54 | 0
34681.55 | 0
34684.56 | 0
34687.57 | 0
34690.58 | 0
34693.59 | 0
34696.61 | 0
34699.62 | 0
34702.63 | 0
34705.64 | 0
34708.65 | 0
34711.66 | 0
34714.67 | 0
34717.69 | 0
34720.7 | 0
34723.71 | 0
34726.72 | 0
34729.73 | 0
34732.74 | 0
34735.76 | 0
34738.77 | 0
34741.78 | 0
34744.79 | 0
34747.8 | 0
34750.81 | 0
34753.83 | 0
34756.84 | 0
34759.85 | 0
34762.86 | 0
34765.87 | 0
34768.88 | 0
34771.9 | 0
34774.91 | 0
34777.92 | 0
34780.93 | 0
34783.94 | 0
34786.95 | 0
34789.96 | 0
34792.98 | 0
34795.99 | 0
34799 | 0
34802.01 | 0
34805.02 | 0
34808.03 | 0
34811.05 | 0
34814.06 | 0
34817.07 | 0
34820.08 | 0
34823.09 | 0
34826.1 | 0
34829.12 | 0
34832.13 | 0
34835.14 | 0
34838.15 | 0
34841.16 | 0
34844.17 | 0
34847.19 | 0
34850.2 | 0
34853.21 | 0
34856.22 | 0
34859.23 | 0
34862.24 | 0
34865.25 | 0
34868.27 | 0
34871.28 | 0
34874.29 | 0
34877.3 | 0
34880.31 | 0
34883.32 | 0
34886.34 | 0
34889.35 | 0
34892.36 | 0
34895.37 | 0
34898.38 | 0
34901.39 | 0
34904.41 | 0
34907.42 | 0
34910.43 | 0
34913.44 | 0
34916.45 | 0
34919.46 | 0
34922.48 | 0
34925.49 | 0
34928.5 | 0
34931.51 | 0
34934.52 | 0
34937.53 | 0
34940.54 | 0
34943.56 | 0
34946.57 | 0
34949.58 | 0
34952.59 | 0
34955.6 | 0
34958.61 | 0
34961.63 | 0
34964.64 | 0
34967.65 | 0
34970.66 | 0
34973.67 | 0
34976.68 | 0
34979.7 | 0
34982.71 | 0
34985.72 | 0
34988.73 | 0
34991.74 | 0
34994.75 | 0
34997.77 | 0
35000.78 | 0
35003.79 | 0
35006.8 | 0
35009.81 | 0
35012.82 | 0
35015.83 | 0
35018.85 | 0
35021.86 | 0
35024.87 | 0
35027.88 | 0
35030.89 | 0
35033.9 | 0
35036.92 | 0
35039.93 | 0
35042.94 | 0
35045.95 | 0
35048.96 | 0
35051.97 | 0
35054.99 | 0
35058 | 0
35061.01 | 0
35064.02 | 0
35067.03 | 0
35070.04 | 0
35073.05 | 0
35076.07 | 0
35079.08 | 0
35082.09 | 0
35085.1 | 0
35088.11 | 0
35091.12 | 0
35094.14 | 0
35097.15 | 0
35100.16 | 0
35103.17 | 0
35106.18 | 0
35109.19 | 0
35112.21 | 0
35115.22 | 0
35118.23 | 0
35121.24 | 0
35124.25 | 0
35127.26 | 0
35130.28 | 0
35133.29 | 0
35136.3 | 0
35139.31 | 0
35142.32 | 0
35145.33 | 0
35148.34 | 0
35151.36 | 0
35154.37 | 0
35157.38 | 0
35160.39 | 0
35163.4 | 0
35166.41 | 0
35169.43 | 0
35172.44 | 0
35175.45 | 0
35178.46 | 0
35181.47 | 0
35184.48 | 0
35187.5 | 0
35190.51 | 0
35193.52 | 0
35196.53 | 0
35199.54 | 0
35202.55 | 0
35205.57 | 0
35208.58 | 0
35211.59 | 0
35214.6 | 0
35217.61 | 0
35220.62 | 0
35223.63 | 0
35226.65 | 0
35229.66 | 0
35232.67 | 0
35235.68 | 0
35238.69 | 0
35241.7 | 0
35244.72 | 0
35247.73 | 0
35250.74 | 0
35253.75 | 0
35256.76 | 0
35259.77 | 0
35262.79 | 0
35265.8 | 0
35268.81 | 0
35271.82 | 0
35274.83 | 0
35277.84 | 0
35280.86 | 0
35283.87 | 0
35286.88 | 0
35289.89 | 0
35292.9 | 0
35295.91 | 0
35298.92 | 0
35301.94 | 0
35304.95 | 0
35307.96 | 0
35310.97 | 0
35313.98 | 0
35316.99 | 0
35320.01 | 0
35323.02 | 0
35326.03 | 0
35329.04 | 0
35332.05 | 0
35335.06 | 0
35338.08 | 0
35341.09 | 0
35344.1 | 0
35347.11 | 0
35350.12 | 0
35353.13 | 0
35356.15 | 0
35359.16 | 0
35362.17 | 0
35365.18 | 0
35368.19 | 0
35371.2 | 0
35374.21 | 0
35377.23 | 0
35380.24 | 0
35383.25 | 0
35386.26 | 0
35389.27 | 0
35392.28 | 0
35395.3 | 0
35398.31 | 0
35401.32 | 0
35404.33 | 0
35407.34 | 0
35410.35 | 0
35413.37 | 0
35416.38 | 0
35419.39 | 0
35422.4 | 0
35425.41 | 0
35428.42 | 0
35431.43 | 0
35434.45 | 0
35437.46 | 0
35440.47 | 0
35443.48 | 0
35446.49 | 0
35449.5 | 0
35452.52 | 0
35455.53 | 0
35458.54 | 0
35461.55 | 0
35464.56 | 0
35467.57 | 0
35470.59 | 0
35473.6 | 0
35476.61 | 0
35479.62 | 0
35482.63 | 0
35485.64 | 0
35488.66 | 0
35491.67 | 0
35494.68 | 0
35497.69 | 0
35500.7 | 0
35503.71 | 0
35506.72 | 0
35509.74 | 0
35512.75 | 0
35515.76 | 0
35518.77 | 0
35521.78 | 0
35524.79 | 0
35527.81 | 0
35530.82 | 0
35533.83 | 0
35536.84 | 0
35539.85 | 0
35542.86 | 0
35545.88 | 0
35548.89 | 0
35551.9 | 0
35554.91 | 0
35557.92 | 0
35560.93 | 0
35563.95 | 0
35566.96 | 0
35569.97 | 0
35572.98 | 0
35575.99 | 0
35579 | 0
35582.01 | 0
35585.03 | 0
35588.04 | 0
35591.05 | 0
35594.06 | 0
35597.07 | 0
35600.08 | 0
35603.1 | 0
35606.11 | 0
35609.12 | 0
35612.13 | 0
35615.14 | 0
35618.15 | 0
35621.17 | 0
35624.18 | 0
35627.19 | 0
35630.2 | 0
35633.21 | 0
35636.22 | 0
35639.24 | 0
35642.25 | 0
35645.26 | 0
35648.27 | 0
35651.28 | 0
35654.29 | 0
35657.3 | 0
35660.32 | 0
35663.33 | 0
35666.34 | 0
35669.35 | 0
35672.36 | 0
35675.37 | 0
35678.39 | 0
35681.4 | 0
35684.41 | 0
35687.42 | 0
35690.43 | 0
35693.44 | 0
35696.46 | 0
35699.47 | 0
35702.48 | 0
35705.49 | 0
35708.5 | 0
35711.51 | 0
35714.53 | 0
35717.54 | 0
35720.55 | 0
35723.56 | 0
35726.57 | 0
35729.58 | 0
35732.59 | 0
35735.61 | 0
35738.62 | 0
35741.63 | 0
35744.64 | 0
35747.65 | 0
35750.66 | 0
35753.68 | 0
35756.69 | 0
35759.7 | 0
35762.71 | 0
35765.72 | 0
35768.73 | 0
35771.75 | 0
35774.76 | 0
35777.77 | 0
35780.78 | 0
35783.79 | 0
35786.8 | 0
35789.81 | 0
35792.83 | 0
35795.84 | 0
35798.85 | 0
35801.86 | 0
35804.87 | 0
35807.88 | 0
35810.9 | 0
35813.91 | 0
35816.92 | 0
35819.93 | 0
35822.94 | 0
35825.95 | 0
35828.97 | 0
35831.98 | 0
35834.99 | 0
35838 | 0
35841.01 | 0
35844.02 | 0
35847.04 | 0
35850.05 | 0
35853.06 | 0
35856.07 | 0
35859.08 | 0
35862.09 | 0
35865.1 | 0
35868.12 | 0
35871.13 | 0
35874.14 | 0
35877.15 | 0
35880.16 | 0
35883.17 | 0
35886.19 | 0
35889.2 | 0
35892.21 | 0
35895.22 | 0
35898.23 | 0
35901.24 | 0
35904.26 | 0
35907.27 | 0
35910.28 | 0
35913.29 | 0
35916.3 | 0
35919.31 | 0
35922.33 | 0
35925.34 | 0
35928.35 | 0
35931.36 | 0
35934.37 | 0
35937.38 | 0
35940.39 | 0
35943.41 | 0
35946.42 | 0
35949.43 | 0
35952.44 | 0
35955.45 | 0
35958.46 | 0
35961.48 | 0
35964.49 | 0
35967.5 | 0
35970.51 | 0
35973.52 | 0
35976.53 | 0
35979.55 | 0
35982.56 | 0
35985.57 | 0
35988.58 | 0
35991.59 | 0
35994.6 | 0
35997.62 | 0
36000.63 | 0
36003.64 | 0
36006.65 | 0
36009.66 | 0
36012.67 | 0
36015.68 | 0
36018.7 | 0
36021.71 | 0
36024.72 | 0
36027.73 | 0
36030.74 | 0
36033.75 | 0
36036.77 | 0
36039.78 | 0
36042.79 | 0
36045.8 | 0
36048.81 | 0
36051.82 | 0
36054.84 | 0
36057.85 | 0
36060.86 | 0
36063.87 | 0
36066.88 | 0
36069.89 | 0
36072.91 | 0
36075.92 | 0
36078.93 | 0
36081.94 | 0
36084.95 | 0
36087.96 | 0
36090.97 | 0
36093.99 | 0
36097 | 0
36100.01 | 0
36103.02 | 0
36106.03 | 0
36109.04 | 0
36112.06 | 0
36115.07 | 0
36118.08 | 0
36121.09 | 0
36124.1 | 0
36127.11 | 0
36130.13 | 0
36133.14 | 0
36136.15 | 0
36139.16 | 0
36142.17 | 0
36145.18 | 0
36148.19 | 0
36151.21 | 0
36154.22 | 0
36157.23 | 0
36160.24 | 0
36163.25 | 0
36166.26 | 0
36169.28 | 0
36172.29 | 0
36175.3 | 0
36178.31 | 0
36181.32 | 0
36184.33 | 0
36187.35 | 0
36190.36 | 0
36193.37 | 0
36196.38 | 0
36199.39 | 0
36202.4 | 0
36205.42 | 0
36208.43 | 0
36211.44 | 0
36214.45 | 0
36217.46 | 0
36220.47 | 0
36223.48 | 0
36226.5 | 0
36229.51 | 0
36232.52 | 0
36235.53 | 0
36238.54 | 0
36241.55 | 0
36244.57 | 0
36247.58 | 0
36250.59 | 0
36253.6 | 0
36256.61 | 0
36259.62 | 0
36262.64 | 0
36265.65 | 0
36268.66 | 0
36271.67 | 0
36274.68 | 0
36277.69 | 0
36280.71 | 0
36283.72 | 0
36286.73 | 0
36289.74 | 0
36292.75 | 0
36295.76 | 0
36298.77 | 0
36301.79 | 0
36304.8 | 0
36307.81 | 0
36310.82 | 0
36313.83 | 0
36316.84 | 0
36319.86 | 0
36322.87 | 0
36325.88 | 0
36328.89 | 0
36331.9 | 0
36334.91 | 0
36337.93 | 0
36340.94 | 0
36343.95 | 0
36346.96 | 0
36349.97 | 0
36352.98 | 0
36356 | 0
36359.01 | 0
36362.02 | 0
36365.03 | 0
36368.04 | 0
36371.05 | 0
36374.06 | 0
36377.08 | 0
36380.09 | 0
36383.1 | 0
36386.11 | 0
36389.12 | 0
36392.13 | 0
36395.15 | 0
36398.16 | 0
36401.17 | 0
36404.18 | 0
36407.19 | 0
36410.2 | 0
36413.22 | 0
36416.23 | 0
36419.24 | 0
36422.25 | 0
36425.26 | 0
36428.27 | 0
36431.29 | 0
36434.3 | 0
36437.31 | 0
36440.32 | 0
36443.33 | 0
36446.34 | 0
36449.35 | 0
36452.37 | 0
36455.38 | 0
36458.39 | 0
36461.4 | 0
36464.41 | 0
36467.42 | 0
36470.44 | 0
36473.45 | 0
36476.46 | 0
36479.47 | 0
36482.48 | 0
36485.49 | 0
36488.51 | 0
36491.52 | 0
36494.53 | 0
36497.54 | 0
36500.55 | 0
36503.56 | 0
36506.57 | 0
36509.59 | 0
36512.6 | 0
36515.61 | 0
36518.62 | 0
36521.63 | 0
36524.64 | 0
36527.66 | 0
36530.67 | 0
36533.68 | 0
36536.69 | 0
36539.7 | 0
36542.71 | 0
36545.73 | 0
36548.74 | 0
36551.75 | 0
36554.76 | 0
36557.77 | 0
36560.78 | 0
36563.8 | 0
36566.81 | 0
36569.82 | 0
36572.83 | 0
36575.84 | 0
36578.85 | 0
36581.86 | 0
36584.88 | 0
36587.89 | 0
36590.9 | 0
36593.91 | 0
36596.92 | 0
36599.93 | 0
36602.95 | 0
36605.96 | 0
36608.97 | 0
36611.98 | 0
36614.99 | 0
36618 | 0
36621.02 | 0
36624.03 | 0
36627.04 | 0
36630.05 | 0
36633.06 | 0
36636.07 | 0
36639.09 | 0
36642.1 | 0
36645.11 | 0
36648.12 | 0
36651.13 | 0
36654.14 | 0
36657.15 | 0
36660.17 | 0
36663.18 | 0
36666.19 | 0
36669.2 | 0
36672.21 | 0
36675.22 | 0
36678.24 | 0
36681.25 | 0
36684.26 | 0
36687.27 | 0
36690.28 | 0
36693.29 | 0
36696.31 | 0
36699.32 | 0
36702.33 | 0
36705.34 | 0
36708.35 | 0
36711.36 | 0
36714.38 | 0
36717.39 | 0
36720.4 | 0
36723.41 | 0
36726.42 | 0
36729.43 | 0
36732.44 | 0
36735.46 | 0
36738.47 | 0
36741.48 | 0
36744.49 | 0
36747.5 | 0
36750.51 | 0
36753.53 | 0
36756.54 | 0
36759.55 | 0
36762.56 | 0
36765.57 | 0
36768.58 | 0
36771.6 | 0
36774.61 | 0
36777.62 | 0
36780.63 | 0
36783.64 | 0
36786.65 | 0
36789.67 | 0
36792.68 | 0
36795.69 | 0
36798.7 | 0
36801.71 | 0
36804.72 | 0
36807.73 | 0
36810.75 | 0
36813.76 | 0
36816.77 | 0
36819.78 | 0
36822.79 | 0
36825.8 | 0
36828.82 | 0
36831.83 | 0
36834.84 | 0
36837.85 | 0
36840.86 | 0
36843.87 | 0
36846.89 | 0
36849.9 | 0
36852.91 | 0
36855.92 | 0
36858.93 | 0
36861.94 | 0
36864.95 | 0
36867.97 | 0
36870.98 | 0
36873.99 | 0
36877 | 0
36880.01 | 0
36883.02 | 0
36886.04 | 0
36889.05 | 0
36892.06 | 0
36895.07 | 0
36898.08 | 0
36901.09 | 0
36904.11 | 0
36907.12 | 0
36910.13 | 0
36913.14 | 0
36916.15 | 0
36919.16 | 0
36922.18 | 0
36925.19 | 0
36928.2 | 0
36931.21 | 0
36934.22 | 0
36937.23 | 0
36940.24 | 0
36943.26 | 0
36946.27 | 0
36949.28 | 0
36952.29 | 0
36955.3 | 0
36958.31 | 0
36961.33 | 0
36964.34 | 0
36967.35 | 0
36970.36 | 0
36973.37 | 0
36976.38 | 0
36979.4 | 0
36982.41 | 0
36985.42 | 0
36988.43 | 0
36991.44 | 0
36994.45 | 0
36997.47 | 0
37000.48 | 0
37003.49 | 0
37006.5 | 0
37009.51 | 0
37012.52 | 0
37015.53 | 0
37018.55 | 0
37021.56 | 0
37024.57 | 0
37027.58 | 0
37030.59 | 0
37033.6 | 0
37036.62 | 0
37039.63 | 0
37042.64 | 0
37045.65 | 0
37048.66 | 0
37051.67 | 0
37054.69 | 0
37057.7 | 0
37060.71 | 0
37063.72 | 0
37066.73 | 0
37069.74 | 0
37072.76 | 0
37075.77 | 0
37078.78 | 0
37081.79 | 0
37084.8 | 0
37087.81 | 0
37090.82 | 0
37093.84 | 0
37096.85 | 0
37099.86 | 0
37102.87 | 0
37105.88 | 0
37108.89 | 0
37111.91 | 0
37114.92 | 0
37117.93 | 0
37120.94 | 0
37123.95 | 0
37126.96 | 0
37129.98 | 0
37132.99 | 0
37136 | 0
37139.01 | 0
37142.02 | 0
37145.03 | 0
37148.05 | 0
37151.06 | 0
37154.07 | 0
37157.08 | 0
37160.09 | 0
37163.1 | 0
37166.11 | 0
37169.13 | 0
37172.14 | 0
37175.15 | 0
37178.16 | 0
37181.17 | 0
37184.18 | 0
37187.2 | 0
37190.21 | 0
37193.22 | 0
37196.23 | 0
37199.24 | 0
37202.25 | 0
37205.27 | 0
37208.28 | 0
37211.29 | 0
37214.3 | 0
37217.31 | 0
37220.32 | 0
37223.33 | 0
37226.35 | 0
37229.36 | 0
37232.37 | 0
37235.38 | 0
37238.39 | 0
37241.4 | 0
37244.42 | 0
37247.43 | 0
37250.44 | 0
37253.45 | 0
37256.46 | 0
37259.47 | 0
37262.49 | 0
37265.5 | 0
37268.51 | 0
37271.52 | 0
37274.53 | 0
37277.54 | 0
37280.56 | 0
37283.57 | 0
37286.58 | 0
37289.59 | 0
37292.6 | 0
37295.61 | 0
37298.62 | 0
37301.64 | 0
37304.65 | 0
37307.66 | 0
37310.67 | 0
37313.68 | 0
37316.69 | 0
37319.71 | 0
37322.72 | 0
37325.73 | 0
37328.74 | 0
37331.75 | 0
37334.76 | 0
37337.78 | 0
37340.79 | 0
37343.8 | 0
37346.81 | 0
37349.82 | 0
37352.83 | 0
37355.85 | 0
37358.86 | 0
37361.87 | 0
37364.88 | 0
37367.89 | 0
37370.9 | 0
37373.91 | 0
37376.93 | 0
37379.94 | 0
37382.95 | 0
37385.96 | 0
37388.97 | 0
37391.98 | 0
37395 | 0
37398.01 | 0
37401.02 | 0
37404.03 | 0
37407.04 | 0
37410.05 | 0
37413.07 | 0
37416.08 | 0
37419.09 | 0
37422.1 | 0
37425.11 | 0
37428.12 | 0
37431.14 | 0
37434.15 | 0
37437.16 | 0
37440.17 | 0
37443.18 | 0
37446.19 | 0
37449.2 | 0
37452.22 | 0
37455.23 | 0
37458.24 | 0
37461.25 | 0
37464.26 | 0
37467.27 | 0
37470.29 | 0
37473.3 | 0
37476.31 | 0
37479.32 | 0
37482.33 | 0
37485.34 | 0
37488.36 | 0
37491.37 | 0
37494.38 | 0
37497.39 | 0
37500.4 | 0
37503.41 | 0
37506.43 | 0
37509.44 | 0
37512.45 | 0
37515.46 | 0
37518.47 | 0
37521.48 | 0
37524.49 | 0
37527.51 | 0
37530.52 | 0
37533.53 | 0
37536.54 | 0
37539.55 | 0
37542.56 | 0
37545.58 | 0
37548.59 | 0
37551.6 | 0
37554.61 | 0
37557.62 | 0
37560.63 | 0
37563.65 | 0
37566.66 | 0
37569.67 | 0
37572.68 | 0
37575.69 | 0
37578.7 | 0
37581.71 | 0
37584.73 | 0
37587.74 | 0
37590.75 | 0
37593.76 | 0
37596.77 | 0
37599.78 | 0
37602.8 | 0
37605.81 | 0
37608.82 | 0
37611.83 | 0
37614.84 | 0
37617.85 | 0
37620.87 | 0
37623.88 | 0
37626.89 | 0
37629.9 | 0
37632.91 | 0
37635.92 | 0
37638.94 | 0
37641.95 | 0
37644.96 | 0
37647.97 | 0
37650.98 | 0
37653.99 | 0
37657 | 0
37660.02 | 0
37663.03 | 0
37666.04 | 0
37669.05 | 0
37672.06 | 0
37675.07 | 0
37678.09 | 0
37681.1 | 0
37684.11 | 0
37687.12 | 0
37690.13 | 0
37693.14 | 0
37696.16 | 0
37699.17 | 0
37702.18 | 0
37705.19 | 0
37708.2 | 0
37711.21 | 0
37714.23 | 0
37717.24 | 0
37720.25 | 0
37723.26 | 0
37726.27 | 0
37729.28 | 0
37732.29 | 0
37735.31 | 0
37738.32 | 0
37741.33 | 0
37744.34 | 0
37747.35 | 0
37750.36 | 0
37753.38 | 0
37756.39 | 0
37759.4 | 0
37762.41 | 0
37765.42 | 0
37768.43 | 0
37771.45 | 0
37774.46 | 0
37777.47 | 0
37780.48 | 0
37783.49 | 0
37786.5 | 0
37789.52 | 0
37792.53 | 0
37795.54 | 0
37798.55 | 0
37801.56 | 0
37804.57 | 0
37807.58 | 0
37810.6 | 0
37813.61 | 0
37816.62 | 0
37819.63 | 0
37822.64 | 0
37825.65 | 0
37828.67 | 0
37831.68 | 0
37834.69 | 0
37837.7 | 0
37840.71 | 0
37843.72 | 0
37846.74 | 0
37849.75 | 0
37852.76 | 0
37855.77 | 0
37858.78 | 0
37861.79 | 0
37864.81 | 0
37867.82 | 0
37870.83 | 0
37873.84 | 0
37876.85 | 0
37879.86 | 0
37882.87 | 0
37885.89 | 0
37888.9 | 0
37891.91 | 0
37894.92 | 0
37897.93 | 0
37900.94 | 0
37903.96 | 0
37906.97 | 0
37909.98 | 0
37912.99 | 0
37916 | 0
37919.01 | 0
37922.03 | 0
37925.04 | 0
37928.05 | 0
37931.06 | 0
37934.07 | 0
37937.08 | 0
37940.09 | 0
37943.11 | 0
37946.12 | 0
37949.13 | 0
37952.14 | 0
37955.15 | 0
37958.16 | 0
37961.18 | 0
37964.19 | 0
37967.2 | 0
37970.21 | 0
37973.22 | 0
37976.23 | 0
37979.25 | 0
37982.26 | 0
37985.27 | 0
37988.28 | 0
37991.29 | 0
37994.3 | 0
37997.32 | 0
38000.33 | 0
38003.34 | 0
38006.35 | 0
38009.36 | 0
38012.37 | 0
38015.38 | 0
38018.4 | 0
38021.41 | 0
38024.42 | 0
38027.43 | 0
38030.44 | 0
38033.45 | 0
38036.47 | 0
38039.48 | 0
38042.49 | 0
38045.5 | 0
38048.51 | 0
38051.52 | 0
38054.54 | 0
38057.55 | 0
38060.56 | 0
38063.57 | 0
38066.58 | 0
38069.59 | 0
38072.61 | 0
38075.62 | 0
38078.63 | 0
38081.64 | 0
38084.65 | 0
38087.66 | 0
38090.67 | 0
38093.69 | 0
38096.7 | 0
38099.71 | 0
38102.72 | 0
38105.73 | 0
38108.74 | 0
38111.76 | 0
38114.77 | 0
38117.78 | 0
38120.79 | 0
38123.8 | 0
38126.81 | 0
38129.83 | 0
38132.84 | 0
38135.85 | 0
38138.86 | 0
38141.87 | 0
38144.88 | 0
38147.9 | 0
38150.91 | 0
38153.92 | 0
38156.93 | 0
38159.94 | 0
38162.95 | 0
38165.96 | 0
38168.98 | 0
38171.99 | 0
38175 | 0
38178.01 | 0
38181.02 | 0
38184.03 | 0
38187.05 | 0
38190.06 | 0
38193.07 | 0
38196.08 | 0
38199.09 | 0
38202.1 | 0
38205.12 | 0
38208.13 | 0
38211.14 | 0
38214.15 | 0
38217.16 | 0
38220.17 | 0
38223.19 | 0
38226.2 | 0
38229.21 | 0
38232.22 | 0
38235.23 | 0
38238.24 | 0
38241.25 | 0
38244.27 | 0
38247.28 | 0
38250.29 | 0
38253.3 | 0
38256.31 | 0
38259.32 | 0
38262.34 | 0
38265.35 | 0
38268.36 | 0
38271.37 | 0
38274.38 | 0
38277.39 | 0
38280.41 | 0
38283.42 | 0
38286.43 | 0
38289.44 | 0
38292.45 | 0
38295.46 | 0
38298.47 | 0
38301.49 | 0
38304.5 | 0
38307.51 | 0
38310.52 | 0
38313.53 | 0
38316.54 | 0
38319.56 | 0
38322.57 | 0
38325.58 | 0
38328.59 | 0
38331.6 | 0
38334.61 | 0
38337.63 | 0
38340.64 | 0
38343.65 | 0
38346.66 | 0
38349.67 | 0
38352.68 | 0
38355.7 | 0
38358.71 | 0
38361.72 | 0
38364.73 | 0
38367.74 | 0
38370.75 | 0
38373.76 | 0
38376.78 | 0
38379.79 | 0
38382.8 | 0
38385.81 | 0
38388.82 | 0
38391.83 | 0
38394.85 | 0
38397.86 | 0
38400.87 | 0
38403.88 | 0
38406.89 | 0
38409.9 | 0
38412.92 | 0
38415.93 | 0
38418.94 | 0
38421.95 | 0
38424.96 | 0
38427.97 | 0
38430.99 | 0
38434 | 0
38437.01 | 0
38440.02 | 0
38443.03 | 0
38446.04 | 0
38449.05 | 0
38452.07 | 0
38455.08 | 0
38458.09 | 0
38461.1 | 0
38464.11 | 0
38467.12 | 0
38470.14 | 0
38473.15 | 0
38476.16 | 0
38479.17 | 0
38482.18 | 0
38485.19 | 0
38488.21 | 0
38491.22 | 0
38494.23 | 0
38497.24 | 0
38500.25 | 0
38503.26 | 0
38506.28 | 0
38509.29 | 0
38512.3 | 0
38515.31 | 0
38518.32 | 0
38521.33 | 0
38524.34 | 0
38527.36 | 0
38530.37 | 0
38533.38 | 0
38536.39 | 0
38539.4 | 0
38542.41 | 0
38545.43 | 0
38548.44 | 0
38551.45 | 0
38554.46 | 0
38557.47 | 0
38560.48 | 0
38563.5 | 0
38566.51 | 0
38569.52 | 0
38572.53 | 0
38575.54 | 0
38578.55 | 0
38581.57 | 0
38584.58 | 0
38587.59 | 0
38590.6 | 0
38593.61 | 0
38596.62 | 0
38599.63 | 0
38602.65 | 0
38605.66 | 0
38608.67 | 0
38611.68 | 0
38614.69 | 0
38617.7 | 0
38620.72 | 0
38623.73 | 0
38626.74 | 0
38629.75 | 0
38632.76 | 0
38635.77 | 0
38638.79 | 0
38641.8 | 0
38644.81 | 0
38647.82 | 0
38650.83 | 0
38653.84 | 0
38656.85 | 0
38659.87 | 0
38662.88 | 0
38665.89 | 0
38668.9 | 0
38671.91 | 0
38674.92 | 0
38677.94 | 0
38680.95 | 0
38683.96 | 0
38686.97 | 0
38689.98 | 0
38692.99 | 0
38696.01 | 0
38699.02 | 0
38702.03 | 0
38705.04 | 0
38708.05 | 0
38711.06 | 0
38714.08 | 0
38717.09 | 0
38720.1 | 0
38723.11 | 0
38726.12 | 0
38729.13 | 0
38732.14 | 0
38735.16 | 0
38738.17 | 0
38741.18 | 0
38744.19 | 0
38747.2 | 0
38750.21 | 0
38753.23 | 0
38756.24 | 0
38759.25 | 0
38762.26 | 0
38765.27 | 0
38768.28 | 0
38771.3 | 0
38774.31 | 0
38777.32 | 0
38780.33 | 0
38783.34 | 0
38786.35 | 0
38789.37 | 0
38792.38 | 0
38795.39 | 0
38798.4 | 0
38801.41 | 0
38804.42 | 0
38807.43 | 0
38810.45 | 0
38813.46 | 0
38816.47 | 0
38819.48 | 0
38822.49 | 0
38825.5 | 0
38828.52 | 0
38831.53 | 0
38834.54 | 0
38837.55 | 0
38840.56 | 0
38843.57 | 0
38846.59 | 0
38849.6 | 0
38852.61 | 0
38855.62 | 0
38858.63 | 0
38861.64 | 0
38864.66 | 0
38867.67 | 0
38870.68 | 0
38873.69 | 0
38876.7 | 0
38879.71 | 0
38882.72 | 0
38885.74 | 0
38888.75 | 0
38891.76 | 0
38894.77 | 0
38897.78 | 0
38900.79 | 0
38903.81 | 0
38906.82 | 0
38909.83 | 0
38912.84 | 0
38915.85 | 0
38918.86 | 0
38921.88 | 0
38924.89 | 0
38927.9 | 0
38930.91 | 0
38933.92 | 0
38936.93 | 0
38939.95 | 0
38942.96 | 0
38945.97 | 0
38948.98 | 0
38951.99 | 0
38955 | 0
38958.01 | 0
38961.03 | 0
38964.04 | 0
38967.05 | 0
38970.06 | 0
38973.07 | 0
38976.08 | 0
38979.1 | 0
38982.11 | 0
38985.12 | 0
38988.13 | 0
38991.14 | 0
38994.15 | 0
38997.17 | 0
39000.18 | 0
39003.19 | 0
39006.2 | 0
39009.21 | 0
39012.22 | 0
39015.23 | 0
39018.25 | 0
39021.26 | 0
39024.27 | 0
39027.28 | 0
39030.29 | 0
39033.3 | 0
39036.32 | 0
39039.33 | 0
39042.34 | 0
39045.35 | 0
39048.36 | 0
39051.37 | 0
39054.39 | 0
39057.4 | 0
39060.41 | 0
39063.42 | 0
39066.43 | 0
39069.44 | 0
39072.46 | 0
39075.47 | 0
39078.48 | 0
39081.49 | 0
39084.5 | 0
39087.51 | 0
39090.52 | 0
39093.54 | 0
39096.55 | 0
39099.56 | 0
39102.57 | 0
39105.58 | 0
39108.59 | 0
39111.61 | 0
39114.62 | 0
39117.63 | 0
39120.64 | 0
39123.65 | 0
39126.66 | 0
39129.68 | 0
39132.69 | 0
39135.7 | 0
39138.71 | 0
39141.72 | 0
39144.73 | 0
39147.75 | 0
39150.76 | 0
39153.77 | 0
39156.78 | 0
39159.79 | 0
39162.8 | 0
39165.81 | 0
39168.83 | 0
39171.84 | 0
39174.85 | 0
39177.86 | 0
39180.87 | 0
39183.88 | 0
39186.9 | 0
39189.91 | 0
39192.92 | 0
39195.93 | 0
39198.94 | 0
39201.95 | 0
39204.97 | 0
39207.98 | 0
39210.99 | 0
39214 | 0
39217.01 | 0
39220.02 | 0
39223.04 | 0
39226.05 | 0
39229.06 | 0
39232.07 | 0
39235.08 | 0
39238.09 | 0
39241.1 | 0
39244.12 | 0
39247.13 | 0
39250.14 | 0
39253.15 | 0
39256.16 | 0
39259.17 | 0
39262.19 | 0
39265.2 | 0
39268.21 | 0
39271.22 | 0
39274.23 | 0
39277.24 | 0
39280.26 | 0
39283.27 | 0
39286.28 | 0
39289.29 | 0
39292.3 | 0
39295.31 | 0
39298.33 | 0
39301.34 | 0
39304.35 | 0
39307.36 | 0
39310.37 | 0
39313.38 | 0
39316.39 | 0
39319.41 | 0
39322.42 | 0
39325.43 | 0
39328.44 | 0
39331.45 | 0
39334.46 | 0
39337.48 | 0
39340.49 | 0
39343.5 | 0
39346.51 | 0
39349.52 | 0
39352.53 | 0
39355.55 | 0
39358.56 | 0
39361.57 | 0
39364.58 | 0
39367.59 | 0
39370.6 | 0
39373.61 | 0
39376.63 | 0
39379.64 | 0
39382.65 | 0
39385.66 | 0
39388.67 | 0
39391.68 | 0
39394.7 | 0
39397.71 | 0
39400.72 | 0
39403.73 | 0
39406.74 | 0
39409.75 | 0
39412.77 | 0
39415.78 | 0
39418.79 | 0
39421.8 | 0
39424.81 | 0
39427.82 | 0
39430.84 | 0
39433.85 | 0
39436.86 | 0
39439.87 | 0
39442.88 | 0
39445.89 | 0
39448.9 | 0
39451.92 | 0
39454.93 | 0
39457.94 | 0
39460.95 | 0
39463.96 | 0
39466.97 | 0
39469.99 | 0
39473 | 0
39476.01 | 0
39479.02 | 0
39482.03 | 0
39485.04 | 0
39488.06 | 0
39491.07 | 0
39494.08 | 0
39497.09 | 0
39500.1 | 0
39503.11 | 0
39506.13 | 0
39509.14 | 0
39512.15 | 0
39515.16 | 0
39518.17 | 0
39521.18 | 0
39524.19 | 0
39527.21 | 0
39530.22 | 0
39533.23 | 0
39536.24 | 0
39539.25 | 0
39542.26 | 0
39545.28 | 0
39548.29 | 0
39551.3 | 0
39554.31 | 0
39557.32 | 0
39560.33 | 0
39563.35 | 0
39566.36 | 0
39569.37 | 0
39572.38 | 0
39575.39 | 0
39578.4 | 0
39581.42 | 0
39584.43 | 0
39587.44 | 0
39590.45 | 0
39593.46 | 0
39596.47 | 0
39599.48 | 0
39602.5 | 0
39605.51 | 0
39608.52 | 0
39611.53 | 0
39614.54 | 0
39617.55 | 0
39620.57 | 0
39623.58 | 0
39626.59 | 0
39629.6 | 0
39632.61 | 0
39635.62 | 0
39638.64 | 0
39641.65 | 0
39644.66 | 0
39647.67 | 0
39650.68 | 0
39653.69 | 0
39656.71 | 0
39659.72 | 0
39662.73 | 0
39665.74 | 0
39668.75 | 0
39671.76 | 0
39674.77 | 0
39677.79 | 0
39680.8 | 0
39683.81 | 0
39686.82 | 0
39689.83 | 0
39692.84 | 0
39695.86 | 0
39698.87 | 0
39701.88 | 0
39704.89 | 0
39707.9 | 0
39710.91 | 0
39713.93 | 0
39716.94 | 0
39719.95 | 0
39722.96 | 0
39725.97 | 0
39728.98 | 0
39731.99 | 0
39735.01 | 0
39738.02 | 0
39741.03 | 0
39744.04 | 0
39747.05 | 0
39750.06 | 0
39753.08 | 0
39756.09 | 0
39759.1 | 0
39762.11 | 0
39765.12 | 0
39768.13 | 0
39771.15 | 0
39774.16 | 0
39777.17 | 0
39780.18 | 0
39783.19 | 0
39786.2 | 0
39789.22 | 0
39792.23 | 0
39795.24 | 0
39798.25 | 0
39801.26 | 0
39804.27 | 0
39807.28 | 0
39810.3 | 0
39813.31 | 0
39816.32 | 0
39819.33 | 0
39822.34 | 0
39825.35 | 0
39828.37 | 0
39831.38 | 0
39834.39 | 0
39837.4 | 0
39840.41 | 0
39843.42 | 0
39846.44 | 0
39849.45 | 0
39852.46 | 0
39855.47 | 0
39858.48 | 0
39861.49 | 0
39864.51 | 0
39867.52 | 0
39870.53 | 0
39873.54 | 0
39876.55 | 0
39879.56 | 0
39882.57 | 0
39885.59 | 0
39888.6 | 0
39891.61 | 0
39894.62 | 0
39897.63 | 0
39900.64 | 0
39903.66 | 0
39906.67 | 0
39909.68 | 0
39912.69 | 0
39915.7 | 0
39918.71 | 0
39921.73 | 0
39924.74 | 0
39927.75 | 0
39930.76 | 0
39933.77 | 0
39936.78 | 0
39939.8 | 0
39942.81 | 0
39945.82 | 0
39948.83 | 0
39951.84 | 0
39954.85 | 0
39957.86 | 0
39960.88 | 0
39963.89 | 0
39966.9 | 0
39969.91 | 0
39972.92 | 0
39975.93 | 0
39978.95 | 0
39981.96 | 0
39984.97 | 0
39987.98 | 0
39990.99 | 0
39994 | 0
39997.02 | 0
40000.03 | 0
40003.04 | 0
40006.05 | 0
40009.06 | 0
40012.07 | 0
40015.09 | 0
40018.1 | 0
40021.11 | 0
40024.12 | 0
40027.13 | 0
40030.14 | 0
40033.15 | 0
40036.17 | 0
40039.18 | 0
40042.19 | 0
40045.2 | 0
40048.21 | 0
40051.22 | 0
40054.24 | 0
40057.25 | 0
40060.26 | 0
40063.27 | 0
40066.28 | 0
40069.29 | 0
40072.31 | 0
40075.32 | 0
40078.33 | 0
40081.34 | 0
40084.35 | 0
40087.36 | 0
40090.38 | 0
40093.39 | 0
40096.4 | 0
40099.41 | 0
40102.42 | 0
40105.43 | 0
40108.44 | 0
40111.46 | 0
40114.47 | 0
40117.48 | 0
40120.49 | 0
40123.5 | 0
40126.51 | 0
40129.53 | 0
40132.54 | 0
40135.55 | 0
40138.56 | 0
40141.57 | 0
40144.58 | 0
40147.6 | 0
40150.61 | 0
40153.62 | 0
40156.63 | 0
40159.64 | 0
40162.65 | 0
40165.66 | 0
40168.68 | 0
40171.69 | 0
40174.7 | 0
40177.71 | 0
40180.72 | 0
40183.73 | 0
40186.75 | 0
40189.76 | 0
40192.77 | 0
40195.78 | 0
40198.79 | 0
40201.8 | 0
40204.82 | 0
40207.83 | 0
40210.84 | 0
40213.85 | 0
40216.86 | 0
40219.87 | 0
40222.89 | 0
40225.9 | 0
40228.91 | 0
40231.92 | 0
40234.93 | 0
40237.94 | 0
40240.95 | 0
40243.97 | 0
40246.98 | 0
40249.99 | 0
40253 | 0
40256.01 | 0
40259.02 | 0
40262.04 | 0
40265.05 | 0
40268.06 | 0
40271.07 | 0
40274.08 | 0
40277.09 | 0
40280.11 | 0
40283.12 | 0
40286.13 | 0
40289.14 | 0
40292.15 | 0
40295.16 | 0
40298.18 | 0
40301.19 | 0
40304.2 | 0
40307.21 | 0
40310.22 | 0
40313.23 | 0
40316.24 | 0
40319.26 | 0
40322.27 | 0
40325.28 | 0
40328.29 | 0
40331.3 | 0
40334.31 | 0
40337.33 | 0
40340.34 | 0
40343.35 | 0
40346.36 | 0
40349.37 | 0
40352.38 | 0
40355.4 | 0
40358.41 | 0
40361.42 | 0
40364.43 | 0
40367.44 | 0
40370.45 | 0
40373.47 | 0
40376.48 | 0
40379.49 | 0
40382.5 | 0
40385.51 | 0
40388.52 | 0
40391.53 | 0
40394.55 | 0
40397.56 | 0
40400.57 | 0
40403.58 | 0
40406.59 | 0
40409.6 | 0
40412.62 | 0
40415.63 | 0
40418.64 | 0
40421.65 | 0
40424.66 | 0
40427.67 | 0
40430.69 | 0
40433.7 | 0
40436.71 | 0
40439.72 | 0
40442.73 | 0
40445.74 | 0
40448.76 | 0
40451.77 | 0
40454.78 | 0
40457.79 | 0
40460.8 | 0
40463.81 | 0
40466.82 | 0
40469.84 | 0
40472.85 | 0
40475.86 | 0
40478.87 | 0
40481.88 | 0
40484.89 | 0
40487.91 | 0
40490.92 | 0
40493.93 | 0
40496.94 | 0
40499.95 | 0
40502.96 | 0
40505.98 | 0
40508.99 | 0
40512 | 0
40515.01 | 0
40518.02 | 0
40521.03 | 0
40524.04 | 0
40527.06 | 0
40530.07 | 0
40533.08 | 0
40536.09 | 0
40539.1 | 0
40542.11 | 0
40545.13 | 0
40548.14 | 0
40551.15 | 0
40554.16 | 0
40557.17 | 0
40560.18 | 0
40563.2 | 0
40566.21 | 0
40569.22 | 0
40572.23 | 0
40575.24 | 0
40578.25 | 0
40581.27 | 0
40584.28 | 0
40587.29 | 0
40590.3 | 0
40593.31 | 0
40596.32 | 0
40599.33 | 0
40602.35 | 0
40605.36 | 0
40608.37 | 0
40611.38 | 0
40614.39 | 0
40617.4 | 0
40620.42 | 0
40623.43 | 0
40626.44 | 0
40629.45 | 0
40632.46 | 0
40635.47 | 0
40638.49 | 0
40641.5 | 0
40644.51 | 0
40647.52 | 0
40650.53 | 0
40653.54 | 0
40656.56 | 0
40659.57 | 0
40662.58 | 0
40665.59 | 0
40668.6 | 0
40671.61 | 0
40674.62 | 0
40677.64 | 0
40680.65 | 0
40683.66 | 0
40686.67 | 0
40689.68 | 0
40692.69 | 0
40695.71 | 0
40698.72 | 0
40701.73 | 0
40704.74 | 0
40707.75 | 0
40710.76 | 0
40713.78 | 0
40716.79 | 0
40719.8 | 0
40722.81 | 0
40725.82 | 0
40728.83 | 0
40731.85 | 0
40734.86 | 0
40737.87 | 0
40740.88 | 0
40743.89 | 0
40746.9 | 0
40749.91 | 0
40752.93 | 0
40755.94 | 0
40758.95 | 0
40761.96 | 0
40764.97 | 0
40767.98 | 0
40771 | 0
40774.01 | 0
40777.02 | 0
40780.03 | 0
40783.04 | 0
40786.05 | 0
40789.07 | 0
40792.08 | 0
40795.09 | 0
40798.1 | 0
40801.11 | 0
40804.12 | 0
40807.14 | 0
40810.15 | 0
40813.16 | 0
40816.17 | 0
40819.18 | 0
40822.19 | 0
40825.2 | 0
40828.22 | 0
40831.23 | 0
40834.24 | 0
40837.25 | 0
40840.26 | 0
40843.27 | 0
40846.29 | 0
40849.3 | 0
40852.31 | 0
40855.32 | 0
40858.33 | 0
40861.34 | 0
40864.36 | 0
40867.37 | 0
40870.38 | 0
40873.39 | 0
40876.4 | 0
40879.41 | 0
40882.42 | 0
40885.44 | 0
40888.45 | 0
40891.46 | 0
40894.47 | 0
40897.48 | 0
40900.49 | 0
40903.51 | 0
40906.52 | 0
40909.53 | 0
40912.54 | 0
40915.55 | 0
40918.56 | 0
40921.58 | 0
40924.59 | 0
40927.6 | 0
40930.61 | 0
40933.62 | 0
40936.63 | 0
40939.65 | 0
40942.66 | 0
40945.67 | 0
40948.68 | 0
40951.69 | 0
40954.7 | 0
40957.71 | 0
40960.73 | 0
40963.74 | 0
40966.75 | 0
40969.76 | 0
40972.77 | 0
40975.78 | 0
40978.8 | 0
40981.81 | 0
40984.82 | 0
40987.83 | 0
40990.84 | 0
40993.85 | 0
40996.87 | 0
40999.88 | 0
41002.89 | 0
41005.9 | 0
41008.91 | 0
41011.92 | 0
41014.94 | 0
41017.95 | 0
41020.96 | 0
41023.97 | 0
41026.98 | 0
41029.99 | 0
41033 | 0
41036.02 | 0
41039.03 | 0
41042.04 | 0
41045.05 | 0
41048.06 | 0
41051.07 | 0
41054.09 | 0
41057.1 | 0
41060.11 | 0
41063.12 | 0
41066.13 | 0
41069.14 | 0
41072.16 | 0
41075.17 | 0
41078.18 | 0
41081.19 | 0
41084.2 | 0
41087.21 | 0
41090.23 | 0
41093.24 | 0
41096.25 | 0
41099.26 | 0
41102.27 | 0
41105.28 | 0
41108.29 | 0
41111.31 | 0
41114.32 | 0
41117.33 | 0
41120.34 | 0
41123.35 | 0
41126.36 | 0
41129.38 | 0
41132.39 | 0
41135.4 | 0
41138.41 | 0
41141.42 | 0
41144.43 | 0
41147.45 | 0
41150.46 | 0
41153.47 | 0
41156.48 | 0
41159.49 | 0
41162.5 | 0
41165.52 | 0
41168.53 | 0
41171.54 | 0
41174.55 | 0
41177.56 | 0
41180.57 | 0
41183.58 | 0
41186.6 | 0
41189.61 | 0
41192.62 | 0
41195.63 | 0
41198.64 | 0
41201.65 | 0
41204.67 | 0
41207.68 | 0
41210.69 | 0
41213.7 | 0
41216.71 | 0
41219.72 | 0
41222.74 | 0
41225.75 | 0
41228.76 | 0
41231.77 | 0
41234.78 | 0
41237.79 | 0
41240.8 | 0
41243.82 | 0
41246.83 | 0
41249.84 | 0
41252.85 | 0
41255.86 | 0
41258.87 | 0
41261.89 | 0
41264.9 | 0
41267.91 | 0
41270.92 | 0
41273.93 | 0
41276.94 | 0
41279.96 | 0
41282.97 | 0
41285.98 | 0
41288.99 | 0
41292 | 0
41295.01 | 0
41298.03 | 0
41301.04 | 0
41304.05 | 0
41307.06 | 0
41310.07 | 0
41313.08 | 0
41316.09 | 0
41319.11 | 0
41322.12 | 0
41325.13 | 0
41328.14 | 0
41331.15 | 0
41334.16 | 0
41337.18 | 0
41340.19 | 0
41343.2 | 0
41346.21 | 0
41349.22 | 0
41352.23 | 0
41355.25 | 0
41358.26 | 0
41361.27 | 0
41364.28 | 0
41367.29 | 0
41370.3 | 0
41373.32 | 0
41376.33 | 0
41379.34 | 0
41382.35 | 0
41385.36 | 0
41388.37 | 0
41391.38 | 0
41394.4 | 0
41397.41 | 0
41400.42 | 0
41403.43 | 0
41406.44 | 0
41409.45 | 0
41412.47 | 0
41415.48 | 0
41418.49 | 0
41421.5 | 0
41424.51 | 0
41427.52 | 0
41430.54 | 0
41433.55 | 0
41436.56 | 0
41439.57 | 0
41442.58 | 0
41445.59 | 0
41448.61 | 0
41451.62 | 0
41454.63 | 0
41457.64 | 0
41460.65 | 0
41463.66 | 0
41466.67 | 0
41469.69 | 0
41472.7 | 0
41475.71 | 0
41478.72 | 0
41481.73 | 0
41484.74 | 0
41487.76 | 0
41490.77 | 0
41493.78 | 0
41496.79 | 0
41499.8 | 0
41502.81 | 0
41505.83 | 0
41508.84 | 0
41511.85 | 0
41514.86 | 0
41517.87 | 0
41520.88 | 0
41523.9 | 0
41526.91 | 0
41529.92 | 0
41532.93 | 0
41535.94 | 0
41538.95 | 0
41541.96 | 0
41544.98 | 0
41547.99 | 0
41551 | 0
41554.01 | 0
41557.02 | 0
41560.03 | 0
41563.05 | 0
41566.06 | 0
41569.07 | 0
41572.08 | 0
41575.09 | 0
41578.1 | 0
41581.12 | 0
41584.13 | 0
41587.14 | 0
41590.15 | 0
41593.16 | 0
41596.17 | 0
41599.18 | 0
41602.2 | 0
41605.21 | 0
41608.22 | 0
41611.23 | 0
41614.24 | 0
41617.25 | 0
41620.27 | 0
41623.28 | 0
41626.29 | 0
41629.3 | 0
41632.31 | 0
41635.32 | 0
41638.34 | 0
41641.35 | 0
41644.36 | 0
41647.37 | 0
41650.38 | 0
41653.39 | 0
41656.41 | 0
41659.42 | 0
41662.43 | 0
41665.44 | 0
41668.45 | 0
41671.46 | 0
41674.47 | 0
41677.49 | 0
41680.5 | 0
41683.51 | 0
41686.52 | 0
41689.53 | 0
41692.54 | 0
41695.56 | 0
41698.57 | 0
41701.58 | 0
41704.59 | 0
41707.6 | 0
41710.61 | 0
41713.63 | 0
41716.64 | 0
41719.65 | 0
41722.66 | 0
41725.67 | 0
41728.68 | 0
41731.7 | 0
41734.71 | 0
41737.72 | 0
41740.73 | 0
41743.74 | 0
41746.75 | 0
41749.76 | 0
41752.78 | 0
41755.79 | 0
41758.8 | 0
41761.81 | 0
41764.82 | 0
41767.83 | 0
41770.85 | 0
41773.86 | 0
41776.87 | 0
41779.88 | 0
41782.89 | 0
41785.9 | 0
41788.92 | 0
41791.93 | 0
41794.94 | 0
41797.95 | 0
41800.96 | 0
41803.97 | 0
41806.99 | 0
41810 | 0
41813.01 | 0
41816.02 | 0
41819.03 | 0
41822.04 | 0
41825.05 | 0
41828.07 | 0
41831.08 | 0
41834.09 | 0
41837.1 | 0
41840.11 | 0
41843.12 | 0
41846.14 | 0
41849.15 | 0
41852.16 | 0
41855.17 | 0
41858.18 | 0
41861.19 | 0
41864.21 | 0
41867.22 | 0
41870.23 | 0
41873.24 | 0
41876.25 | 0
41879.26 | 0
41882.28 | 0
41885.29 | 0
41888.3 | 0
41891.31 | 0
41894.32 | 0
41897.33 | 0
41900.34 | 0
41903.36 | 0
41906.37 | 0
41909.38 | 0
41912.39 | 0
41915.4 | 0
41918.41 | 0
41921.43 | 0
41924.44 | 0
41927.45 | 0
41930.46 | 0
41933.47 | 0
41936.48 | 0
41939.5 | 0
41942.51 | 0
41945.52 | 0
41948.53 | 0
41951.54 | 0
41954.55 | 0
41957.56 | 0
41960.58 | 0
41963.59 | 0
41966.6 | 0
41969.61 | 0
41972.62 | 0
41975.63 | 0
41978.65 | 0
41981.66 | 0
41984.67 | 0
41987.68 | 0
41990.69 | 0
41993.7 | 0
41996.72 | 0
41999.73 | 0
42002.74 | 0
42005.75 | 0
42008.76 | 0
42011.77 | 0
42014.79 | 0
42017.8 | 0
42020.81 | 0
42023.82 | 0
42026.83 | 0
42029.84 | 0
42032.85 | 0
42035.87 | 0
42038.88 | 0
42041.89 | 0
42044.9 | 0
42047.91 | 0
42050.92 | 0
42053.94 | 0
42056.95 | 0
42059.96 | 0
42062.97 | 0
42065.98 | 0
42068.99 | 0
42072.01 | 0
42075.02 | 0
42078.03 | 0
42081.04 | 0
42084.05 | 0
42087.06 | 0
42090.08 | 0
42093.09 | 0
42096.1 | 0
42099.11 | 0
42102.12 | 0
42105.13 | 0
42108.14 | 0
42111.16 | 0
42114.17 | 0
42117.18 | 0
42120.19 | 0
42123.2 | 0
42126.21 | 0
42129.23 | 0
42132.24 | 0
42135.25 | 0
42138.26 | 0
42141.27 | 0
42144.28 | 0
42147.3 | 0
42150.31 | 0
42153.32 | 0
42156.33 | 0
42159.34 | 0
42162.35 | 0
42165.37 | 0
42168.38 | 0
42171.39 | 0
42174.4 | 0
42177.41 | 0
42180.42 | 0
42183.43 | 0
42186.45 | 0
42189.46 | 0
42192.47 | 0
42195.48 | 0
42198.49 | 0
42201.5 | 0
42204.52 | 0
42207.53 | 0
42210.54 | 0
42213.55 | 0
42216.56 | 0
42219.57 | 0
42222.59 | 0
42225.6 | 0
42228.61 | 0
42231.62 | 0
42234.63 | 0
42237.64 | 0
42240.66 | 0
42243.67 | 0
42246.68 | 0
42249.69 | 0
42252.7 | 0
42255.71 | 0
42258.72 | 0
42261.74 | 0
42264.75 | 0
42267.76 | 0
42270.77 | 0
42273.78 | 0
42276.79 | 0
42279.81 | 0
42282.82 | 0
42285.83 | 0
42288.84 | 0
42291.85 | 0
42294.86 | 0
42297.88 | 0
42300.89 | 0
42303.9 | 0
42306.91 | 0
42309.92 | 0
42312.93 | 0
42315.94 | 0
42318.96 | 0
42321.97 | 0
42324.98 | 0
42327.99 | 0
42331 | 0
42334.01 | 0
42337.03 | 0
42340.04 | 0
42343.05 | 0
42346.06 | 0
42349.07 | 0
42352.08 | 0
42355.1 | 0
42358.11 | 0
42361.12 | 0
42364.13 | 0
42367.14 | 0
42370.15 | 0
42373.17 | 0
42376.18 | 0
42379.19 | 0
42382.2 | 0
42385.21 | 0
42388.22 | 0
42391.23 | 0
42394.25 | 0
42397.26 | 0
42400.27 | 0
42403.28 | 0
42406.29 | 0
42409.3 | 0
42412.32 | 0
42415.33 | 0
42418.34 | 0
42421.35 | 0
42424.36 | 0
42427.37 | 0
42430.39 | 0
42433.4 | 0
42436.41 | 0
42439.42 | 0
42442.43 | 0
42445.44 | 0
42448.46 | 0
42451.47 | 0
42454.48 | 0
42457.49 | 0
42460.5 | 0
42463.51 | 0
42466.52 | 0
42469.54 | 0
42472.55 | 0
42475.56 | 0
42478.57 | 0
42481.58 | 0
42484.59 | 0
42487.61 | 0
42490.62 | 0
42493.63 | 0
42496.64 | 0
42499.65 | 0
42502.66 | 0
42505.68 | 0
42508.69 | 0
42511.7 | 0
42514.71 | 0
42517.72 | 0
42520.73 | 0
42523.75 | 0
42526.76 | 0
42529.77 | 0
42532.78 | 0
42535.79 | 0
42538.8 | 0
42541.81 | 0
42544.83 | 0
42547.84 | 0
42550.85 | 0
42553.86 | 0
42556.87 | 0
42559.88 | 0
42562.9 | 0
42565.91 | 0
42568.92 | 0
42571.93 | 0
42574.94 | 0
42577.95 | 0
42580.97 | 0
42583.98 | 0
42586.99 | 0
42590 | 0
42593.01 | 0
42596.02 | 0
42599.04 | 0
42602.05 | 0
42605.06 | 0
42608.07 | 0
42611.08 | 0
42614.09 | 0
42617.1 | 0
42620.12 | 0
42623.13 | 0
42626.14 | 0
42629.15 | 0
42632.16 | 0
42635.17 | 0
42638.19 | 0
42641.2 | 0
42644.21 | 0
42647.22 | 0
42650.23 | 0
42653.24 | 0
42656.26 | 0
42659.27 | 0
42662.28 | 0
42665.29 | 0
42668.3 | 0
42671.31 | 0
42674.32 | 0
42677.34 | 0
42680.35 | 0
42683.36 | 0
42686.37 | 0
42689.38 | 0
42692.39 | 0
42695.41 | 0
42698.42 | 0
42701.43 | 0
42704.44 | 0
42707.45 | 0
42710.46 | 0
42713.48 | 0
42716.49 | 0
42719.5 | 0
42722.51 | 0
42725.52 | 0
42728.53 | 0
42731.55 | 0
42734.56 | 0
42737.57 | 0
42740.58 | 0
42743.59 | 0
42746.6 | 0
42749.61 | 0
42752.63 | 0
42755.64 | 0
42758.65 | 0
42761.66 | 0
42764.67 | 0
42767.68 | 0
42770.7 | 0
42773.71 | 0
42776.72 | 0
42779.73 | 0
42782.74 | 0
42785.75 | 0
42788.77 | 0
42791.78 | 0
42794.79 | 0
42797.8 | 0
42800.81 | 0
42803.82 | 0
42806.84 | 0
42809.85 | 0
42812.86 | 0
42815.87 | 0
42818.88 | 0
42821.89 | 0
42824.9 | 0
42827.92 | 0
42830.93 | 0
42833.94 | 0
42836.95 | 0
42839.96 | 0
42842.97 | 0
42845.99 | 0
42849 | 0
42852.01 | 0
42855.02 | 0
42858.03 | 0
42861.04 | 0
42864.06 | 0
42867.07 | 0
42870.08 | 0
42873.09 | 0
42876.1 | 0
42879.11 | 0
42882.13 | 0
42885.14 | 0
42888.15 | 0
42891.16 | 0
42894.17 | 0
42897.18 | 0
42900.19 | 0
42903.21 | 0
42906.22 | 0
42909.23 | 0
42912.24 | 0
42915.25 | 0
42918.26 | 0
42921.28 | 0
42924.29 | 0
42927.3 | 0
42930.31 | 0
42933.32 | 0
42936.33 | 0
42939.35 | 0
42942.36 | 0
42945.37 | 0
42948.38 | 0
42951.39 | 0
42954.4 | 0
42957.42 | 0
42960.43 | 0
42963.44 | 0
42966.45 | 0
42969.46 | 0
42972.47 | 0
42975.48 | 0
42978.5 | 0
42981.51 | 0
42984.52 | 0
42987.53 | 0
42990.54 | 0
42993.55 | 0
42996.57 | 0
42999.58 | 0
43002.59 | 0
43005.6 | 0
43008.61 | 0
43011.62 | 0
43014.64 | 0
43017.65 | 0
43020.66 | 0
43023.67 | 0
43026.68 | 0
43029.69 | 0
43032.7 | 0
43035.72 | 0
43038.73 | 0
43041.74 | 0
43044.75 | 0
43047.76 | 0
43050.77 | 0
43053.79 | 0
43056.8 | 0
43059.81 | 0
43062.82 | 0
43065.83 | 0
43068.84 | 0
43071.86 | 0
43074.87 | 0
43077.88 | 0
43080.89 | 0
43083.9 | 0
43086.91 | 0
43089.93 | 0
43092.94 | 0
43095.95 | 0
43098.96 | 0
43101.97 | 0
43104.98 | 0
43107.99 | 0
43111.01 | 0
43114.02 | 0
43117.03 | 0
43120.04 | 0
43123.05 | 0
43126.06 | 0
43129.08 | 0
43132.09 | 0
43135.1 | 0
43138.11 | 0
43141.12 | 0
43144.13 | 0
43147.15 | 0
43150.16 | 0
43153.17 | 0
43156.18 | 0
43159.19 | 0
43162.2 | 0
43165.22 | 0
43168.23 | 0
43171.24 | 0
43174.25 | 0
43177.26 | 0
43180.27 | 0
43183.28 | 0
43186.3 | 0
43189.31 | 0
43192.32 | 0
43195.33 | 0
43198.34 | 0
43201.35 | 0
43204.37 | 0
43207.38 | 0
43210.39 | 0
43213.4 | 0
43216.41 | 0
43219.42 | 0
43222.44 | 0
43225.45 | 0
43228.46 | 0
43231.47 | 0
43234.48 | 0
43237.49 | 0
43240.51 | 0
43243.52 | 0
43246.53 | 0
43249.54 | 0
43252.55 | 0
43255.56 | 0
43258.57 | 0
43261.59 | 0
43264.6 | 0
43267.61 | 0
43270.62 | 0
43273.63 | 0
43276.64 | 0
43279.66 | 0
43282.67 | 0
43285.68 | 0
43288.69 | 0
43291.7 | 0
43294.71 | 0
43297.73 | 0
43300.74 | 0
43303.75 | 0
43306.76 | 0
43309.77 | 0
43312.78 | 0
43315.8 | 0
43318.81 | 0
43321.82 | 0
43324.83 | 0
43327.84 | 0
43330.85 | 0
43333.86 | 0
43336.88 | 0
43339.89 | 0
43342.9 | 0
43345.91 | 0
43348.92 | 0
43351.93 | 0
43354.95 | 0
43357.96 | 0
43360.97 | 0
43363.98 | 0
43366.99 | 0
43370 | 0
43373.02 | 0
43376.03 | 0
43379.04 | 0
43382.05 | 0
43385.06 | 0
43388.07 | 0
43391.08 | 0
43394.1 | 0
43397.11 | 0
43400.12 | 0
43403.13 | 0
43406.14 | 0
43409.15 | 0
43412.17 | 0
43415.18 | 0
43418.19 | 0
43421.2 | 0
43424.21 | 0
43427.22 | 0
43430.24 | 0
43433.25 | 0
43436.26 | 0
43439.27 | 0
43442.28 | 0
43445.29 | 0
43448.31 | 0
43451.32 | 0
43454.33 | 0
43457.34 | 0
43460.35 | 0
43463.36 | 0
43466.37 | 0
43469.39 | 0
43472.4 | 0
43475.41 | 0
43478.42 | 0
43481.43 | 0
43484.44 | 0
43487.46 | 0
43490.47 | 0
43493.48 | 0
43496.49 | 0
43499.5 | 0
43502.51 | 0
43505.53 | 0
43508.54 | 0
43511.55 | 0
43514.56 | 0
43517.57 | 0
43520.58 | 0
43523.6 | 0
43526.61 | 0
43529.62 | 0
43532.63 | 0
43535.64 | 0
43538.65 | 0
43541.66 | 0
43544.68 | 0
43547.69 | 0
43550.7 | 0
43553.71 | 0
43556.72 | 0
43559.73 | 0
43562.75 | 0
43565.76 | 0
43568.77 | 0
43571.78 | 0
43574.79 | 0
43577.8 | 0
43580.82 | 0
43583.83 | 0
43586.84 | 0
43589.85 | 0
43592.86 | 0
43595.87 | 0
43598.89 | 0
43601.9 | 0
43604.91 | 0
43607.92 | 0
43610.93 | 0
43613.94 | 0
43616.95 | 0
43619.97 | 0
43622.98 | 0
43625.99 | 0
43629 | 0
43632.01 | 0
43635.02 | 0
43638.04 | 0
43641.05 | 0
43644.06 | 0
43647.07 | 0
43650.08 | 0
43653.09 | 0
43656.11 | 0
43659.12 | 0
43662.13 | 0
43665.14 | 0
43668.15 | 0
43671.16 | 0
43674.18 | 0
43677.19 | 0
43680.2 | 0
43683.21 | 0
43686.22 | 0
43689.23 | 0
43692.24 | 0
43695.26 | 0
43698.27 | 0
43701.28 | 0
43704.29 | 0
43707.3 | 0
43710.31 | 0
43713.33 | 0
43716.34 | 0
43719.35 | 0
43722.36 | 0
43725.37 | 0
43728.38 | 0
43731.4 | 0
43734.41 | 0
43737.42 | 0
43740.43 | 0
43743.44 | 0
43746.45 | 0
43749.46 | 0
43752.48 | 0
43755.49 | 0
43758.5 | 0
43761.51 | 0
43764.52 | 0
43767.53 | 0
43770.55 | 0
43773.56 | 0
43776.57 | 0
43779.58 | 0
43782.59 | 0
43785.6 | 0
43788.62 | 0
43791.63 | 0
43794.64 | 0
43797.65 | 0
43800.66 | 0
43803.67 | 0
43806.69 | 0
43809.7 | 0
43812.71 | 0
43815.72 | 0
43818.73 | 0
43821.74 | 0
43824.75 | 0
43827.77 | 0
43830.78 | 0
43833.79 | 0
43836.8 | 0
43839.81 | 0
43842.82 | 0
43845.84 | 0
43848.85 | 0
43851.86 | 0
43854.87 | 0
43857.88 | 0
43860.89 | 0
43863.91 | 0
43866.92 | 0
43869.93 | 0
43872.94 | 0
43875.95 | 0
43878.96 | 0
43881.98 | 0
43884.99 | 0
43888 | 0
43891.01 | 0
43894.02 | 0
43897.03 | 0
43900.04 | 0
43903.06 | 0
43906.07 | 0
43909.08 | 0
43912.09 | 0
43915.1 | 0
43918.11 | 0
43921.13 | 0
43924.14 | 0
43927.15 | 0
43930.16 | 0
43933.17 | 0
43936.18 | 0
43939.2 | 0
43942.21 | 0
43945.22 | 0
43948.23 | 0
43951.24 | 0
43954.25 | 0
43957.27 | 0
43960.28 | 0
43963.29 | 0
43966.3 | 0
43969.31 | 0
43972.32 | 0
43975.33 | 0
43978.35 | 0
43981.36 | 0
43984.37 | 0
43987.38 | 0
43990.39 | 0
43993.4 | 0
43996.42 | 0
43999.43 | 0
44002.44 | 0
44005.45 | 0
44008.46 | 0
44011.47 | 0
44014.49 | 0
44017.5 | 0
44020.51 | 0
44023.52 | 0
44026.53 | 0
44029.54 | 0
44032.56 | 0
44035.57 | 0
44038.58 | 0
44041.59 | 0
44044.6 | 0
44047.61 | 0
44050.62 | 0
44053.64 | 0
44056.65 | 0
44059.66 | 0
44062.67 | 0
44065.68 | 0
44068.69 | 0
44071.71 | 0
44074.72 | 0
44077.73 | 0
44080.74 | 0
44083.75 | 0
44086.76 | 0
44089.78 | 0
44092.79 | 0
44095.8 | 0
44098.81 | 0
44101.82 | 0
44104.83 | 0
44107.84 | 0
44110.86 | 0
44113.87 | 0
44116.88 | 0
44119.89 | 0
44122.9 | 0
44125.91 | 0
44128.93 | 0
44131.94 | 0
44134.95 | 0
44137.96 | 0
44140.97 | 0
44143.98 | 0
44147 | 0
44150.01 | 0
44153.02 | 0
44156.03 | 0
44159.04 | 0
44162.05 | 0
44165.07 | 0
44168.08 | 0
44171.09 | 0
44174.1 | 0
44177.11 | 0
44180.12 | 0
44183.13 | 0
44186.15 | 0
44189.16 | 0
44192.17 | 0
44195.18 | 0
44198.19 | 0
44201.2 | 0
44204.22 | 0
44207.23 | 0
44210.24 | 0
44213.25 | 0
44216.26 | 0
44219.27 | 0
44222.29 | 0
44225.3 | 0
44228.31 | 0
44231.32 | 0
44234.33 | 0
44237.34 | 0
44240.36 | 0
44243.37 | 0
44246.38 | 0
44249.39 | 0
44252.4 | 0
44255.41 | 0
44258.42 | 0
44261.44 | 0
44264.45 | 0
44267.46 | 0
44270.47 | 0
44273.48 | 0
44276.49 | 0
44279.51 | 0
44282.52 | 0
44285.53 | 0
44288.54 | 0
44291.55 | 0
44294.56 | 0
44297.58 | 0
44300.59 | 0
44303.6 | 0
44306.61 | 0
44309.62 | 0
44312.63 | 0
44315.65 | 0
44318.66 | 0
44321.67 | 0
44324.68 | 0
44327.69 | 0
44330.7 | 0
44333.71 | 0
44336.73 | 0
44339.74 | 0
44342.75 | 0
44345.76 | 0
44348.77 | 0
44351.78 | 0
44354.8 | 0
44357.81 | 0
44360.82 | 0
44363.83 | 0
44366.84 | 0
44369.85 | 0
44372.87 | 0
44375.88 | 0
44378.89 | 0
44381.9 | 0
44384.91 | 0
44387.92 | 0
44390.94 | 0
44393.95 | 0
44396.96 | 0
44399.97 | 0
44402.98 | 0
44405.99 | 0
44409 | 0
44412.02 | 0
44415.03 | 0
44418.04 | 0
44421.05 | 0
44424.06 | 0
44427.07 | 0
44430.09 | 0
44433.1 | 0
44436.11 | 0
44439.12 | 0
44442.13 | 0
44445.14 | 0
44448.16 | 0
44451.17 | 0
44454.18 | 0
44457.19 | 0
44460.2 | 0
44463.21 | 0
44466.22 | 0
44469.24 | 0
44472.25 | 0
44475.26 | 0
44478.27 | 0
44481.28 | 0
44484.29 | 0
44487.31 | 0
44490.32 | 0
44493.33 | 0
44496.34 | 0
44499.35 | 0
44502.36 | 0
44505.38 | 0
44508.39 | 0
44511.4 | 0
44514.41 | 0
44517.42 | 0
44520.43 | 0
44523.45 | 0
44526.46 | 0
44529.47 | 0
44532.48 | 0
44535.49 | 0
44538.5 | 0
44541.51 | 0
44544.53 | 0
44547.54 | 0
44550.55 | 0
44553.56 | 0
44556.57 | 0
44559.58 | 0
44562.6 | 0
44565.61 | 0
44568.62 | 0
44571.63 | 0
44574.64 | 0
44577.65 | 0
44580.67 | 0
44583.68 | 0
44586.69 | 0
44589.7 | 0
44592.71 | 0
44595.72 | 0
44598.74 | 0
44601.75 | 0
44604.76 | 0
44607.77 | 0
44610.78 | 0
44613.79 | 0
44616.8 | 0
44619.82 | 0
44622.83 | 0
44625.84 | 0
44628.85 | 0
44631.86 | 0
44634.87 | 0
44637.89 | 0
44640.9 | 0
44643.91 | 0
44646.92 | 0
44649.93 | 0
44652.94 | 0
44655.96 | 0
44658.97 | 0
44661.98 | 0
44664.99 | 0
44668 | 0
44671.01 | 0
44674.03 | 0
44677.04 | 0
44680.05 | 0
44683.06 | 0
44686.07 | 0
44689.08 | 0
44692.09 | 0
44695.11 | 0
44698.12 | 0
44701.13 | 0
44704.14 | 0
44707.15 | 0
44710.16 | 0
44713.18 | 0
44716.19 | 0
44719.2 | 0
44722.21 | 0
44725.22 | 0
44728.23 | 0
44731.25 | 0
44734.26 | 0
44737.27 | 0
44740.28 | 0
44743.29 | 0
44746.3 | 0
44749.32 | 0
44752.33 | 0
44755.34 | 0
44758.35 | 0
44761.36 | 0
44764.37 | 0
44767.38 | 0
44770.4 | 0
44773.41 | 0
44776.42 | 0
44779.43 | 0
44782.44 | 0
44785.45 | 0
44788.47 | 0
44791.48 | 0
44794.49 | 0
44797.5 | 0
44800.51 | 0
44803.52 | 0
44806.54 | 0
44809.55 | 0
44812.56 | 0
44815.57 | 0
44818.58 | 0
44821.59 | 0
44824.6 | 0
44827.62 | 0
44830.63 | 0
44833.64 | 0
44836.65 | 0
44839.66 | 0
44842.67 | 0
44845.69 | 0
44848.7 | 0
44851.71 | 0
44854.72 | 0
44857.73 | 0
44860.74 | 0
44863.76 | 0
44866.77 | 0
44869.78 | 0
44872.79 | 0
44875.8 | 0
44878.81 | 0
44881.83 | 0
44884.84 | 0
44887.85 | 0
44890.86 | 0
44893.87 | 0
44896.88 | 0
44899.89 | 0
44902.91 | 0
44905.92 | 0
44908.93 | 0
44911.94 | 0
44914.95 | 0
44917.96 | 0
44920.98 | 0
44923.99 | 0
44927 | 0
44930.01 | 0
44933.02 | 0
44936.03 | 0
44939.05 | 0
44942.06 | 0
44945.07 | 0
44948.08 | 0
44951.09 | 0
44954.1 | 0
44957.12 | 0
44960.13 | 0
44963.14 | 0
44966.15 | 0
44969.16 | 0
44972.17 | 0
44975.18 | 0
44978.2 | 0
44981.21 | 0
44984.22 | 0
44987.23 | 0
44990.24 | 0
44993.25 | 0
44996.27 | 0
44999.28 | 0
45002.29 | 0
45005.3 | 0
45008.31 | 0
45011.32 | 0
45014.34 | 0
45017.35 | 0
45020.36 | 0
45023.37 | 0
45026.38 | 0
45029.39 | 0
45032.41 | 0
45035.42 | 0
45038.43 | 0
45041.44 | 0
45044.45 | 0
45047.46 | 0
45050.47 | 0
45053.49 | 0
45056.5 | 0
45059.51 | 0
45062.52 | 0
45065.53 | 0
45068.54 | 0
45071.56 | 0
45074.57 | 0
45077.58 | 0
45080.59 | 0
45083.6 | 0
45086.61 | 0
45089.63 | 0
45092.64 | 0
45095.65 | 0
45098.66 | 0
45101.67 | 0
45104.68 | 0
45107.7 | 0
45110.71 | 0
45113.72 | 0
45116.73 | 0
45119.74 | 0
45122.75 | 0
45125.76 | 0
45128.78 | 0
45131.79 | 0
45134.8 | 0
45137.81 | 0
45140.82 | 0
45143.83 | 0
45146.85 | 0
45149.86 | 0
45152.87 | 0
45155.88 | 0
45158.89 | 0
45161.9 | 0
45164.92 | 0
45167.93 | 0
45170.94 | 0
45173.95 | 0
45176.96 | 0
45179.97 | 0
45182.98 | 0
45186 | 0
45189.01 | 0
45192.02 | 0
45195.03 | 0
45198.04 | 0
45201.05 | 0
45204.07 | 0
45207.08 | 0
45210.09 | 0
45213.1 | 0
45216.11 | 0
45219.12 | 0
45222.14 | 0
45225.15 | 0
45228.16 | 0
45231.17 | 0
45234.18 | 0
45237.19 | 0
45240.21 | 0
45243.22 | 0
45246.23 | 0
45249.24 | 0
45252.25 | 0
45255.26 | 0
45258.27 | 0
45261.29 | 0
45264.3 | 0
45267.31 | 0
45270.32 | 0
45273.33 | 0
45276.34 | 0
45279.36 | 0
45282.37 | 0
45285.38 | 0
45288.39 | 0
45291.4 | 0
45294.41 | 0
45297.43 | 0
45300.44 | 0
45303.45 | 0
45306.46 | 0
45309.47 | 0
45312.48 | 0
45315.5 | 0
45318.51 | 0
45321.52 | 0
45324.53 | 0
45327.54 | 0
45330.55 | 0
45333.56 | 0
45336.58 | 0
45339.59 | 0
45342.6 | 0
45345.61 | 0
45348.62 | 0
45351.63 | 0
45354.65 | 0
45357.66 | 0
45360.67 | 0
45363.68 | 0
45366.69 | 0
45369.7 | 0
45372.72 | 0
45375.73 | 0
45378.74 | 0
45381.75 | 0
45384.76 | 0
45387.77 | 0
45390.79 | 0
45393.8 | 0
45396.81 | 0
45399.82 | 0
45402.83 | 0
45405.84 | 0
45408.85 | 0
45411.87 | 0
45414.88 | 0
45417.89 | 0
45420.9 | 0
45423.91 | 0
45426.92 | 0
45429.94 | 0
45432.95 | 0
45435.96 | 0
45438.97 | 0
45441.98 | 0
45444.99 | 0
45448.01 | 0
45451.02 | 0
45454.03 | 0
45457.04 | 0
45460.05 | 0
45463.06 | 0
45466.08 | 0
45469.09 | 0
45472.1 | 0
45475.11 | 0
45478.12 | 0
45481.13 | 0
45484.14 | 0
45487.16 | 0
45490.17 | 0
45493.18 | 0
45496.19 | 0
45499.2 | 0
45502.21 | 0
45505.23 | 0
45508.24 | 0
45511.25 | 0
45514.26 | 0
45517.27 | 0
45520.28 | 0
45523.3 | 0
45526.31 | 0
45529.32 | 0
45532.33 | 0
45535.34 | 0
45538.35 | 0
45541.36 | 0
45544.38 | 0
45547.39 | 0
45550.4 | 0
45553.41 | 0
45556.42 | 0
45559.43 | 0
45562.45 | 0
45565.46 | 0
45568.47 | 0
45571.48 | 0
45574.49 | 0
45577.5 | 0
45580.52 | 0
45583.53 | 0
45586.54 | 0
45589.55 | 0
45592.56 | 0
45595.57 | 0
45598.59 | 0
45601.6 | 0
45604.61 | 0
45607.62 | 0
45610.63 | 0
45613.64 | 0
45616.65 | 0
45619.67 | 0
45622.68 | 0
45625.69 | 0
45628.7 | 0
45631.71 | 0
45634.72 | 0
45637.74 | 0
45640.75 | 0
45643.76 | 0
45646.77 | 0
45649.78 | 0
45652.79 | 0
45655.81 | 0
45658.82 | 0
45661.83 | 0
45664.84 | 0
45667.85 | 0
45670.86 | 0
45673.88 | 0
45676.89 | 0
45679.9 | 0
45682.91 | 0
45685.92 | 0
45688.93 | 0
45691.94 | 0
45694.96 | 0
45697.97 | 0
45700.98 | 0
45703.99 | 0
45707 | 0
45710.01 | 0
45713.03 | 0
45716.04 | 0
45719.05 | 0
45722.06 | 0
45725.07 | 0
45728.08 | 0
45731.1 | 0
45734.11 | 0
45737.12 | 0
45740.13 | 0
45743.14 | 0
45746.15 | 0
45749.17 | 0
45752.18 | 0
45755.19 | 0
45758.2 | 0
45761.21 | 0
45764.22 | 0
45767.23 | 0
45770.25 | 0
45773.26 | 0
45776.27 | 0
45779.28 | 0
45782.29 | 0
45785.3 | 0
45788.32 | 0
45791.33 | 0
45794.34 | 0
45797.35 | 0
45800.36 | 0
45803.37 | 0
45806.39 | 0
45809.4 | 0
45812.41 | 0
45815.42 | 0
45818.43 | 0
45821.44 | 0
45824.46 | 0
45827.47 | 0
45830.48 | 0
45833.49 | 0
45836.5 | 0
45839.51 | 0
45842.52 | 0
45845.54 | 0
45848.55 | 0
45851.56 | 0
45854.57 | 0
45857.58 | 0
45860.59 | 0
45863.61 | 0
45866.62 | 0
45869.63 | 0
45872.64 | 0
45875.65 | 0
45878.66 | 0
45881.68 | 0
45884.69 | 0
45887.7 | 0
45890.71 | 0
45893.72 | 0
45896.73 | 0
45899.74 | 0
45902.76 | 0
45905.77 | 0
45908.78 | 0
45911.79 | 0
45914.8 | 0
45917.81 | 0
45920.83 | 0
45923.84 | 0
45926.85 | 0
45929.86 | 0
45932.87 | 0
45935.88 | 0
45938.9 | 0
45941.91 | 0
45944.92 | 0
45947.93 | 0
45950.94 | 0
45953.95 | 0
45956.97 | 0
45959.98 | 0
45962.99 | 0
45966 | 0
45969.01 | 0
45972.02 | 0
45975.03 | 0
45978.05 | 0
45981.06 | 0
45984.07 | 0
45987.08 | 0
45990.09 | 0
45993.1 | 0
45996.12 | 0
45999.13 | 0
46002.14 | 0
46005.15 | 0
46008.16 | 0
46011.17 | 0
46014.19 | 0
46017.2 | 0
46020.21 | 0
46023.22 | 0
46026.23 | 0
46029.24 | 0
46032.26 | 0
46035.27 | 0
46038.28 | 0
46041.29 | 0
46044.3 | 0
46047.31 | 0
46050.32 | 0
46053.34 | 0
46056.35 | 0
46059.36 | 0
46062.37 | 0
46065.38 | 0
46068.39 | 0
46071.41 | 0
46074.42 | 0
46077.43 | 0
46080.44 | 0
46083.45 | 0
46086.46 | 0
46089.48 | 0
46092.49 | 0
46095.5 | 0
46098.51 | 0
46101.52 | 0
46104.53 | 0
46107.55 | 0
46110.56 | 0
46113.57 | 0
46116.58 | 0
46119.59 | 0
46122.6 | 0
46125.61 | 0
46128.63 | 0
46131.64 | 0
46134.65 | 0
46137.66 | 0
46140.67 | 0
46143.68 | 0
46146.7 | 0
46149.71 | 0
46152.72 | 0
46155.73 | 0
46158.74 | 0
46161.75 | 0
46164.77 | 0
46167.78 | 0
46170.79 | 0
46173.8 | 0
46176.81 | 0
46179.82 | 0
46182.84 | 0
46185.85 | 0
46188.86 | 0
46191.87 | 0
46194.88 | 0
46197.89 | 0
46200.9 | 0
46203.92 | 0
46206.93 | 0
46209.94 | 0
46212.95 | 0
46215.96 | 0
46218.97 | 0
46221.99 | 0
46225 | 0
46228.01 | 0
46231.02 | 0
46234.03 | 0
46237.04 | 0
46240.06 | 0
46243.07 | 0
46246.08 | 0
46249.09 | 0
46252.1 | 0
46255.11 | 0
46258.13 | 0
46261.14 | 0
46264.15 | 0
46267.16 | 0
46270.17 | 0
46273.18 | 0
46276.19 | 0
46279.21 | 0
46282.22 | 0
46285.23 | 0
46288.24 | 0
46291.25 | 0
46294.26 | 0
46297.28 | 0
46300.29 | 0
46303.3 | 0
46306.31 | 0
46309.32 | 0
46312.33 | 0
46315.35 | 0
46318.36 | 0
46321.37 | 0
46324.38 | 0
46327.39 | 0
46330.4 | 0
46333.41 | 0
46336.43 | 0
46339.44 | 0
46342.45 | 0
46345.46 | 0
46348.47 | 0
46351.48 | 0
46354.5 | 0
46357.51 | 0
46360.52 | 0
46363.53 | 0
46366.54 | 0
46369.55 | 0
46372.57 | 0
46375.58 | 0
46378.59 | 0
46381.6 | 0
46384.61 | 0
46387.62 | 0
46390.64 | 0
46393.65 | 0
46396.66 | 0
46399.67 | 0
46402.68 | 0
46405.69 | 0
46408.7 | 0
46411.72 | 0
46414.73 | 0
46417.74 | 0
46420.75 | 0
46423.76 | 0
46426.77 | 0
46429.79 | 0
46432.8 | 0
46435.81 | 0
46438.82 | 0
46441.83 | 0
46444.84 | 0
46447.86 | 0
46450.87 | 0
46453.88 | 0
46456.89 | 0
46459.9 | 0
46462.91 | 0
46465.93 | 0
46468.94 | 0
46471.95 | 0
46474.96 | 0
46477.97 | 0
46480.98 | 0
46483.99 | 0
46487.01 | 0
46490.02 | 0
46493.03 | 0
46496.04 | 0
46499.05 | 0
46502.06 | 0
46505.08 | 0
46508.09 | 0
46511.1 | 0
46514.11 | 0
46517.12 | 0
46520.13 | 0
46523.15 | 0
46526.16 | 0
46529.17 | 0
46532.18 | 0
46535.19 | 0
46538.2 | 0
46541.22 | 0
46544.23 | 0
46547.24 | 0
46550.25 | 0
46553.26 | 0
46556.27 | 0
46559.28 | 0
46562.3 | 0
46565.31 | 0
46568.32 | 0
46571.33 | 0
46574.34 | 0
46577.35 | 0
46580.37 | 0
46583.38 | 0
46586.39 | 0
46589.4 | 0
46592.41 | 0
46595.42 | 0
46598.44 | 0
46601.45 | 0
46604.46 | 0
46607.47 | 0
46610.48 | 0
46613.49 | 0
46616.51 | 0
46619.52 | 0
46622.53 | 0
46625.54 | 0
46628.55 | 0
46631.56 | 0
46634.57 | 0
46637.59 | 0
46640.6 | 0
46643.61 | 0
46646.62 | 0
46649.63 | 0
46652.64 | 0
46655.66 | 0
46658.67 | 0
46661.68 | 0
46664.69 | 0
46667.7 | 0
46670.71 | 0
46673.73 | 0
46676.74 | 0
46679.75 | 0
46682.76 | 0
46685.77 | 0
46688.78 | 0
46691.79 | 0
46694.81 | 0
46697.82 | 0
46700.83 | 0
46703.84 | 0
46706.85 | 0
46709.86 | 0
46712.88 | 0
46715.89 | 0
46718.9 | 0
46721.91 | 0
46724.92 | 0
46727.93 | 0
46730.95 | 0
46733.96 | 0
46736.97 | 0
46739.98 | 0
46742.99 | 0
46746 | 0
46749.02 | 0
46752.03 | 0
46755.04 | 0
46758.05 | 0
46761.06 | 0
46764.07 | 0
46767.08 | 0
46770.1 | 0
46773.11 | 0
46776.12 | 0
46779.13 | 0
46782.14 | 0
46785.15 | 0
46788.17 | 0
46791.18 | 0
46794.19 | 0
46797.2 | 0
46800.21 | 0
46803.22 | 0
46806.24 | 0
46809.25 | 0
46812.26 | 0
46815.27 | 0
46818.28 | 0
46821.29 | 0
46824.31 | 0
46827.32 | 0
46830.33 | 0
46833.34 | 0
46836.35 | 0
46839.36 | 0
46842.37 | 0
46845.39 | 0
46848.4 | 0
46851.41 | 0
46854.42 | 0
46857.43 | 0
46860.44 | 0
46863.46 | 0
46866.47 | 0
46869.48 | 0
46872.49 | 0
46875.5 | 0
46878.51 | 0
46881.53 | 0
46884.54 | 0
46887.55 | 0
46890.56 | 0
46893.57 | 0
46896.58 | 0
46899.6 | 0
46902.61 | 0
46905.62 | 0
46908.63 | 0
46911.64 | 0
46914.65 | 0
46917.66 | 0
46920.68 | 0
46923.69 | 0
46926.7 | 0
46929.71 | 0
46932.72 | 0
46935.73 | 0
46938.75 | 0
46941.76 | 0
46944.77 | 0
46947.78 | 0
46950.79 | 0
46953.8 | 0
46956.82 | 0
46959.83 | 0
46962.84 | 0
46965.85 | 0
46968.86 | 0
46971.87 | 0
46974.89 | 0
46977.9 | 0
46980.91 | 0
46983.92 | 0
46986.93 | 0
46989.94 | 0
46992.95 | 0
46995.97 | 0
46998.98 | 0
47001.99 | 0
47005 | 0
47008.01 | 0
47011.02 | 0
47014.04 | 0
47017.05 | 0
47020.06 | 0
47023.07 | 0
47026.08 | 0
47029.09 | 0
47032.11 | 0
47035.12 | 0
47038.13 | 0
47041.14 | 0
47044.15 | 0
47047.16 | 0
47050.17 | 0
47053.19 | 0
47056.2 | 0
47059.21 | 0
47062.22 | 0
47065.23 | 0
47068.24 | 0
47071.26 | 0
47074.27 | 0
47077.28 | 0
47080.29 | 0
47083.3 | 0
47086.31 | 0
47089.33 | 0
47092.34 | 0
47095.35 | 0
47098.36 | 0
47101.37 | 0
47104.38 | 0
47107.4 | 0
47110.41 | 0
47113.42 | 0
47116.43 | 0
47119.44 | 0
47122.45 | 0
47125.46 | 0
47128.48 | 0
47131.49 | 0
47134.5 | 0
47137.51 | 0
47140.52 | 0
47143.53 | 0
47146.55 | 0
47149.56 | 0
47152.57 | 0
47155.58 | 0
47158.59 | 0
47161.6 | 0
47164.62 | 0
47167.63 | 0
47170.64 | 0
47173.65 | 0
47176.66 | 0
47179.67 | 0
47182.69 | 0
47185.7 | 0
47188.71 | 0
47191.72 | 0
47194.73 | 0
47197.74 | 0
47200.75 | 0
47203.77 | 0
47206.78 | 0
47209.79 | 0
47212.8 | 0
47215.81 | 0
47218.82 | 0
47221.84 | 0
47224.85 | 0
47227.86 | 0
47230.87 | 0
47233.88 | 0
47236.89 | 0
47239.91 | 0
47242.92 | 0
47245.93 | 0
47248.94 | 0
47251.95 | 0
47254.96 | 0
47257.98 | 0
47260.99 | 0
47264 | 0
47267.01 | 0
47270.02 | 0
47273.03 | 0
47276.04 | 0
47279.06 | 0
47282.07 | 0
47285.08 | 0
47288.09 | 0
47291.1 | 0
47294.11 | 0
47297.13 | 0
47300.14 | 0
47303.15 | 0
47306.16 | 0
47309.17 | 0
47312.18 | 0
47315.2 | 0
47318.21 | 0
47321.22 | 0
47324.23 | 0
47327.24 | 0
47330.25 | 0
47333.27 | 0
47336.28 | 0
47339.29 | 0
47342.3 | 0
47345.31 | 0
47348.32 | 0
47351.33 | 0
47354.35 | 0
47357.36 | 0
47360.37 | 0
47363.38 | 0
47366.39 | 0
47369.4 | 0
47372.42 | 0
47375.43 | 0
47378.44 | 0
47381.45 | 0
47384.46 | 0
47387.47 | 0
47390.49 | 0
47393.5 | 0
47396.51 | 0
47399.52 | 0
47402.53 | 0
47405.54 | 0
47408.55 | 0
47411.57 | 0
47414.58 | 0
47417.59 | 0
47420.6 | 0
47423.61 | 0
47426.62 | 0
47429.64 | 0
47432.65 | 0
47435.66 | 0
47438.67 | 0
47441.68 | 0
47444.69 | 0
47447.71 | 0
47450.72 | 0
47453.73 | 0
47456.74 | 0
47459.75 | 0
47462.76 | 0
47465.78 | 0
47468.79 | 0
47471.8 | 0
47474.81 | 0
47477.82 | 0
47480.83 | 0
47483.84 | 0
47486.86 | 0
47489.87 | 0
47492.88 | 0
47495.89 | 0
47498.9 | 0
47501.91 | 0
47504.93 | 0
47507.94 | 0
47510.95 | 0
47513.96 | 0
47516.97 | 0
47519.98 | 0
47523 | 0
47526.01 | 0
47529.02 | 0
47532.03 | 0
47535.04 | 0
47538.05 | 0
47541.07 | 0
47544.08 | 0
47547.09 | 0
47550.1 | 0
47553.11 | 0
47556.12 | 0
47559.13 | 0
47562.15 | 0
47565.16 | 0
47568.17 | 0
47571.18 | 0
47574.19 | 0
47577.2 | 0
47580.22 | 0
47583.23 | 0
47586.24 | 0
47589.25 | 0
47592.26 | 0
47595.27 | 0
47598.29 | 0
47601.3 | 0
47604.31 | 0
47607.32 | 0
47610.33 | 0
47613.34 | 0
47616.36 | 0
47619.37 | 0
47622.38 | 0
47625.39 | 0
47628.4 | 0
47631.41 | 0
47634.42 | 0
47637.44 | 0
47640.45 | 0
47643.46 | 0
47646.47 | 0
47649.48 | 0
47652.49 | 0
47655.51 | 0
47658.52 | 0
47661.53 | 0
47664.54 | 0
47667.55 | 0
47670.56 | 0
47673.58 | 0
47676.59 | 0
47679.6 | 0
47682.61 | 0
47685.62 | 0
47688.63 | 0
47691.65 | 0
47694.66 | 0
47697.67 | 0
47700.68 | 0
47703.69 | 0
47706.7 | 0
47709.71 | 0
47712.73 | 0
47715.74 | 0
47718.75 | 0
47721.76 | 0
47724.77 | 0
47727.78 | 0
47730.8 | 0
47733.81 | 0
47736.82 | 0
47739.83 | 0
47742.84 | 0
47745.85 | 0
47748.87 | 0
47751.88 | 0
47754.89 | 0
47757.9 | 0
47760.91 | 0
47763.92 | 0
47766.93 | 0
47769.95 | 0
47772.96 | 0
47775.97 | 0
47778.98 | 0
47781.99 | 0
47785 | 0
47788.02 | 0
47791.03 | 0
47794.04 | 0
47797.05 | 0
47800.06 | 0
47803.07 | 0
47806.09 | 0
47809.1 | 0
47812.11 | 0
47815.12 | 0
47818.13 | 0
47821.14 | 0
47824.16 | 0
47827.17 | 0
47830.18 | 0
47833.19 | 0
47836.2 | 0
47839.21 | 0
47842.22 | 0
47845.24 | 0
47848.25 | 0
47851.26 | 0
47854.27 | 0
47857.28 | 0
47860.29 | 0
47863.31 | 0
47866.32 | 0
47869.33 | 0
47872.34 | 0
47875.35 | 0
47878.36 | 0
47881.38 | 0
47884.39 | 0
47887.4 | 0
47890.41 | 0
47893.42 | 0
47896.43 | 0
47899.45 | 0
47902.46 | 0
47905.47 | 0
47908.48 | 0
47911.49 | 0
47914.5 | 0
47917.51 | 0
47920.53 | 0
47923.54 | 0
47926.55 | 0
47929.56 | 0
47932.57 | 0
47935.58 | 0
47938.6 | 0
47941.61 | 0
47944.62 | 0
47947.63 | 0
47950.64 | 0
47953.65 | 0
47956.67 | 0
47959.68 | 0
47962.69 | 0
47965.7 | 0
47968.71 | 0
47971.72 | 0
47974.74 | 0
47977.75 | 0
47980.76 | 0
47983.77 | 0
47986.78 | 0
47989.79 | 0
47992.8 | 0
47995.82 | 0
47998.83 | 0
48001.84 | 0
48004.85 | 0
48007.86 | 0
48010.87 | 0
48013.89 | 0
48016.9 | 0
48019.91 | 0
48022.92 | 0
48025.93 | 0
48028.94 | 0
48031.96 | 0
48034.97 | 0
48037.98 | 0
48040.99 | 0
48044 | 0
48047.01 | 0
48050.03 | 0
48053.04 | 0
48056.05 | 0
48059.06 | 0
48062.07 | 0
48065.08 | 0
48068.09 | 0
48071.11 | 0
48074.12 | 0
48077.13 | 0
48080.14 | 0
48083.15 | 0
48086.16 | 0
48089.18 | 0
48092.19 | 0
48095.2 | 0
48098.21 | 0
48101.22 | 0
48104.23 | 0
48107.25 | 0
48110.26 | 0
48113.27 | 0
48116.28 | 0
48119.29 | 0
48122.3 | 0
48125.31 | 0
48128.33 | 0
48131.34 | 0
48134.35 | 0
48137.36 | 0
48140.37 | 0
48143.38 | 0
48146.4 | 0
48149.41 | 0
48152.42 | 0
48155.43 | 0
48158.44 | 0
48161.45 | 0
48164.47 | 0
48167.48 | 0
48170.49 | 0
48173.5 | 0
48176.51 | 0
48179.52 | 0
48182.54 | 0
48185.55 | 0
48188.56 | 0
48191.57 | 0
48194.58 | 0
48197.59 | 0
48200.6 | 0
48203.62 | 0
48206.63 | 0
48209.64 | 0
48212.65 | 0
48215.66 | 0
48218.67 | 0
48221.69 | 0
48224.7 | 0
48227.71 | 0
48230.72 | 0
48233.73 | 0
48236.74 | 0
48239.76 | 0
48242.77 | 0
48245.78 | 0
48248.79 | 0
48251.8 | 0
48254.81 | 0
48257.83 | 0
48260.84 | 0
48263.85 | 0
48266.86 | 0
48269.87 | 0
48272.88 | 0
48275.89 | 0
48278.91 | 0
48281.92 | 0
48284.93 | 0
48287.94 | 0
48290.95 | 0
48293.96 | 0
48296.98 | 0
48299.99 | 0
48303 | 0
48306.01 | 0
48309.02 | 0
48312.03 | 0
48315.05 | 0
48318.06 | 0
48321.07 | 0
48324.08 | 0
48327.09 | 0
48330.1 | 0
48333.12 | 0
48336.13 | 0
48339.14 | 0
48342.15 | 0
48345.16 | 0
48348.17 | 0
48351.18 | 0
48354.2 | 0
48357.21 | 0
48360.22 | 0
48363.23 | 0
48366.24 | 0
48369.25 | 0
48372.27 | 0
48375.28 | 0
48378.29 | 0
48381.3 | 0
48384.31 | 0
48387.32 | 0
48390.34 | 0
48393.35 | 0
48396.36 | 0
48399.37 | 0
48402.38 | 0
48405.39 | 0
48408.41 | 0
48411.42 | 0
48414.43 | 0
48417.44 | 0
48420.45 | 0
48423.46 | 0
48426.47 | 0
48429.49 | 0
48432.5 | 0
48435.51 | 0
48438.52 | 0
48441.53 | 0
48444.54 | 0
48447.56 | 0
48450.57 | 0
48453.58 | 0
48456.59 | 0
48459.6 | 0
48462.61 | 0
48465.63 | 0
48468.64 | 0
48471.65 | 0
48474.66 | 0
48477.67 | 0
48480.68 | 0
48483.69 | 0
48486.71 | 0
48489.72 | 0
48492.73 | 0
48495.74 | 0
48498.75 | 0
48501.76 | 0
48504.78 | 0
48507.79 | 0
48510.8 | 0
48513.81 | 0
48516.82 | 0
48519.83 | 0
48522.85 | 0
48525.86 | 0
48528.87 | 0
48531.88 | 0
48534.89 | 0
48537.9 | 0
48540.92 | 0
48543.93 | 0
48546.94 | 0
48549.95 | 0
48552.96 | 0
48555.97 | 0
48558.98 | 0
48562 | 0
48565.01 | 0
48568.02 | 0
48571.03 | 0
48574.04 | 0
48577.05 | 0
48580.07 | 0
48583.08 | 0
48586.09 | 0
48589.1 | 0
48592.11 | 0
48595.12 | 0
48598.14 | 0
48601.15 | 0
48604.16 | 0
48607.17 | 0
48610.18 | 0
48613.19 | 0
48616.21 | 0
48619.22 | 0
48622.23 | 0
48625.24 | 0
48628.25 | 0
48631.26 | 0
48634.27 | 0
48637.29 | 0
48640.3 | 0
48643.31 | 0
48646.32 | 0
48649.33 | 0
48652.34 | 0
48655.36 | 0
48658.37 | 0
48661.38 | 0
48664.39 | 0
48667.4 | 0
48670.41 | 0
48673.43 | 0
48676.44 | 0
48679.45 | 0
48682.46 | 0
48685.47 | 0
48688.48 | 0
48691.5 | 0
48694.51 | 0
48697.52 | 0
48700.53 | 0
48703.54 | 0
48706.55 | 0
48709.56 | 0
48712.58 | 0
48715.59 | 0
48718.6 | 0
48721.61 | 0
48724.62 | 0
48727.63 | 0
48730.65 | 0
48733.66 | 0
48736.67 | 0
48739.68 | 0
48742.69 | 0
48745.7 | 0
48748.72 | 0
48751.73 | 0
48754.74 | 0
48757.75 | 0
48760.76 | 0
48763.77 | 0
48766.79 | 0
48769.8 | 0
48772.81 | 0
48775.82 | 0
48778.83 | 0
48781.84 | 0
48784.85 | 0
48787.87 | 0
48790.88 | 0
48793.89 | 0
48796.9 | 0
48799.91 | 0
48802.92 | 0
48805.94 | 0
48808.95 | 0
48811.96 | 0
48814.97 | 0
48817.98 | 0
48820.99 | 0
48824.01 | 0
48827.02 | 0
48830.03 | 0
48833.04 | 0
48836.05 | 0
48839.06 | 0
48842.07 | 0
48845.09 | 0
48848.1 | 0
48851.11 | 0
48854.12 | 0
48857.13 | 0
48860.14 | 0
48863.16 | 0
48866.17 | 0
48869.18 | 0
48872.19 | 0
48875.2 | 0
48878.21 | 0
48881.23 | 0
48884.24 | 0
48887.25 | 0
48890.26 | 0
48893.27 | 0
48896.28 | 0
48899.3 | 0
48902.31 | 0
48905.32 | 0
48908.33 | 0
48911.34 | 0
48914.35 | 0
48917.36 | 0
48920.38 | 0
48923.39 | 0
48926.4 | 0
48929.41 | 0
48932.42 | 0
48935.43 | 0
48938.45 | 0
48941.46 | 0
48944.47 | 0
48947.48 | 0
48950.49 | 0
48953.5 | 0
48956.52 | 0
48959.53 | 0
48962.54 | 0
48965.55 | 0
48968.56 | 0
48971.57 | 0
48974.59 | 0
48977.6 | 0
48980.61 | 0
48983.62 | 0
48986.63 | 0
48989.64 | 0
48992.65 | 0
48995.67 | 0
48998.68 | 0
49001.69 | 0
49004.7 | 0
49007.71 | 0
49010.72 | 0
49013.74 | 0
49016.75 | 0
49019.76 | 0
49022.77 | 0
49025.78 | 0
49028.79 | 0
49031.81 | 0
49034.82 | 0
49037.83 | 0
49040.84 | 0
49043.85 | 0
49046.86 | 0
49049.88 | 0
49052.89 | 0
49055.9 | 0
49058.91 | 0
49061.92 | 0
49064.93 | 0
49067.94 | 0
49070.96 | 0
49073.97 | 0
49076.98 | 0
49079.99 | 0
49083 | 0
49086.01 | 0
49089.03 | 0
49092.04 | 0
49095.05 | 0
49098.06 | 0
49101.07 | 0
49104.08 | 0
49107.1 | 0
49110.11 | 0
49113.12 | 0
49116.13 | 0
49119.14 | 0
49122.15 | 0
49125.17 | 0
49128.18 | 0
49131.19 | 0
49134.2 | 0
49137.21 | 0
49140.22 | 0
49143.23 | 0
49146.25 | 0
49149.26 | 0
49152.27 | 0
49155.28 | 0
49158.29 | 0
49161.3 | 0
49164.32 | 0
49167.33 | 0
49170.34 | 0
49173.35 | 0
49176.36 | 0
49179.37 | 0
49182.39 | 0
49185.4 | 0
49188.41 | 0
49191.42 | 0
49194.43 | 0
49197.44 | 0
49200.45 | 0
49203.47 | 0
49206.48 | 0
49209.49 | 0
49212.5 | 0
49215.51 | 0
49218.52 | 0
49221.54 | 0
49224.55 | 0
49227.56 | 0
49230.57 | 0
49233.58 | 0
49236.59 | 0
49239.61 | 0
49242.62 | 0
49245.63 | 0
49248.64 | 0
49251.65 | 0
49254.66 | 0
49257.68 | 0
49260.69 | 0
49263.7 | 0
49266.71 | 0
49269.72 | 0
49272.73 | 0
49275.74 | 0
49278.76 | 0
49281.77 | 0
49284.78 | 0
49287.79 | 0
49290.8 | 0
49293.81 | 0
49296.83 | 0
49299.84 | 0
49302.85 | 0
49305.86 | 0
49308.87 | 0
49311.88 | 0
49314.9 | 0
49317.91 | 0
49320.92 | 0
49323.93 | 0
49326.94 | 0
49329.95 | 0
49332.97 | 0
49335.98 | 0
49338.99 | 0
49342 | 0
49345.01 | 0
49348.02 | 0
49351.03 | 0
49354.05 | 0
49357.06 | 0
49360.07 | 0
49363.08 | 0
49366.09 | 0
49369.1 | 0
49372.12 | 0
49375.13 | 0
49378.14 | 0
49381.15 | 0
49384.16 | 0
49387.17 | 0
49390.19 | 0
49393.2 | 0
49396.21 | 0
49399.22 | 0
49402.23 | 0
49405.24 | 0
49408.26 | 0
49411.27 | 0
49414.28 | 0
49417.29 | 0
49420.3 | 0
49423.31 | 0
49426.32 | 0
49429.34 | 0
49432.35 | 0
49435.36 | 0
49438.37 | 0
49441.38 | 0
49444.39 | 0
49447.41 | 0
49450.42 | 0
49453.43 | 0
49456.44 | 0
49459.45 | 0
49462.46 | 0
49465.48 | 0
49468.49 | 0
49471.5 | 0
49474.51 | 0
49477.52 | 0
49480.53 | 0
49483.55 | 0
49486.56 | 0
49489.57 | 0
49492.58 | 0
49495.59 | 0
49498.6 | 0
49501.61 | 0
49504.63 | 0
49507.64 | 0
49510.65 | 0
49513.66 | 0
49516.67 | 0
49519.68 | 0
49522.7 | 0
49525.71 | 0
49528.72 | 0
49531.73 | 0
49534.74 | 0
49537.75 | 0
49540.77 | 0
49543.78 | 0
49546.79 | 0
49549.8 | 0
49552.81 | 0
49555.82 | 0
49558.83 | 0
49561.85 | 0
49564.86 | 0
49567.87 | 0
49570.88 | 0
49573.89 | 0
49576.9 | 0
49579.92 | 0
49582.93 | 0
49585.94 | 0
49588.95 | 0
49591.96 | 0
49594.97 | 0
49597.99 | 0
49601 | 0
49604.01 | 0
49607.02 | 0
49610.03 | 0
49613.04 | 0
49616.06 | 0
49619.07 | 0
49622.08 | 0
49625.09 | 0
49628.1 | 0
49631.11 | 0
49634.12 | 0
49637.14 | 0
49640.15 | 0
49643.16 | 0
49646.17 | 0
49649.18 | 0
49652.19 | 0
49655.21 | 0
49658.22 | 0
49661.23 | 0
49664.24 | 0
49667.25 | 0
49670.26 | 0
49673.28 | 0
49676.29 | 0
49679.3 | 0
49682.31 | 0
49685.32 | 0
49688.33 | 0
49691.35 | 0
49694.36 | 0
49697.37 | 0
49700.38 | 0
49703.39 | 0
49706.4 | 0
49709.41 | 0
49712.43 | 0
49715.44 | 0
49718.45 | 0
49721.46 | 0
49724.47 | 0
49727.48 | 0
49730.5 | 0
49733.51 | 0
49736.52 | 0
49739.53 | 0
49742.54 | 0
49745.55 | 0
49748.57 | 0
49751.58 | 0
49754.59 | 0
49757.6 | 0
49760.61 | 0
49763.62 | 0
49766.64 | 0
49769.65 | 0
49772.66 | 0
49775.67 | 0
49778.68 | 0
49781.69 | 0
49784.7 | 0
49787.72 | 0
49790.73 | 0
49793.74 | 0
49796.75 | 0
49799.76 | 0
49802.77 | 0
49805.79 | 0
49808.8 | 0
49811.81 | 0
49814.82 | 0
49817.83 | 0
49820.84 | 0
49823.86 | 0
49826.87 | 0
49829.88 | 0
49832.89 | 0
49835.9 | 0
49838.91 | 0
49841.93 | 0
49844.94 | 0
49847.95 | 0
49850.96 | 0
49853.97 | 0
49856.98 | 0
49859.99 | 0
49863.01 | 0
49866.02 | 0
49869.03 | 0
49872.04 | 0
49875.05 | 0
49878.06 | 0
49881.08 | 0
49884.09 | 0
49887.1 | 0
49890.11 | 0
49893.12 | 0
49896.13 | 0
49899.15 | 0
49902.16 | 0
49905.17 | 0
49908.18 | 0
49911.19 | 0
49914.2 | 0
49917.21 | 0
49920.23 | 0
49923.24 | 0
49926.25 | 0
49929.26 | 0
49932.27 | 0
49935.28 | 0
49938.3 | 0
49941.31 | 0
49944.32 | 0
49947.33 | 0
49950.34 | 0
49953.35 | 0
49956.37 | 0
49959.38 | 0
49962.39 | 0
49965.4 | 0
49968.41 | 0
49971.42 | 0
49974.44 | 0
49977.45 | 0
49980.46 | 0
49983.47 | 0
49986.48 | 0
49989.49 | 0
49992.5 | 0
49995.52 | 0
49998.53 | 0
50001.54 | 0
50004.55 | 0
50007.56 | 0
50010.57 | 0
50013.59 | 0
50016.6 | 0
50019.61 | 0
50022.62 | 0
50025.63 | 0
50028.64 | 0
50031.66 | 0
50034.67 | 0
50037.68 | 0
50040.69 | 0
50043.7 | 0
50046.71 | 0
50049.73 | 0
50052.74 | 0
50055.75 | 0
50058.76 | 0
50061.77 | 0
50064.78 | 0
50067.79 | 0
50070.81 | 0
50073.82 | 0
50076.83 | 0
50079.84 | 0
50082.85 | 0
50085.86 | 0
50088.88 | 0
50091.89 | 0
50094.9 | 0
50097.91 | 0
50100.92 | 0
50103.93 | 0
50106.95 | 0
50109.96 | 0
50112.97 | 0
50115.98 | 0
50118.99 | 0
50122 | 0
50125.02 | 0
50128.03 | 0
50131.04 | 0
50134.05 | 0
50137.06 | 0
50140.07 | 0
50143.08 | 0
50146.1 | 0
50149.11 | 0
50152.12 | 0
50155.13 | 0
50158.14 | 0
50161.15 | 0
50164.17 | 0
50167.18 | 0
50170.19 | 0
50173.2 | 0
50176.21 | 0
50179.22 | 0
50182.24 | 0
50185.25 | 0
50188.26 | 0
50191.27 | 0
50194.28 | 0
50197.29 | 0
50200.31 | 0
50203.32 | 0
50206.33 | 0
50209.34 | 0
50212.35 | 0
50215.36 | 0
50218.37 | 0
50221.39 | 0
50224.4 | 0
50227.41 | 0
50230.42 | 0
50233.43 | 0
50236.44 | 0
50239.46 | 0
50242.47 | 0
50245.48 | 0
50248.49 | 0
50251.5 | 0
50254.51 | 0
50257.53 | 0
50260.54 | 0
50263.55 | 0
50266.56 | 0
50269.57 | 0
50272.58 | 0
50275.59 | 0
50278.61 | 0
50281.62 | 0
50284.63 | 0
50287.64 | 0
50290.65 | 0
50293.66 | 0
50296.68 | 0
50299.69 | 0
50302.7 | 0
50305.71 | 0
50308.72 | 0
50311.73 | 0
50314.75 | 0
50317.76 | 0
50320.77 | 0
50323.78 | 0
50326.79 | 0
50329.8 | 0
50332.82 | 0
50335.83 | 0
50338.84 | 0
50341.85 | 0
50344.86 | 0
50347.87 | 0
50350.88 | 0
50353.9 | 0
50356.91 | 0
50359.92 | 0
50362.93 | 0
50365.94 | 0
50368.95 | 0
50371.97 | 0
50374.98 | 0
50377.99 | 0
50381 | 0
50384.01 | 0
50387.02 | 0
50390.04 | 0
50393.05 | 0
50396.06 | 0
50399.07 | 0
50402.08 | 0
50405.09 | 0
50408.11 | 0
50411.12 | 0
50414.13 | 0
50417.14 | 0
50420.15 | 0
50423.16 | 0
50426.17 | 0
50429.19 | 0
50432.2 | 0
50435.21 | 0
50438.22 | 0
50441.23 | 0
50444.24 | 0
50447.26 | 0
50450.27 | 0
50453.28 | 0
50456.29 | 0
50459.3 | 0
50462.31 | 0
50465.33 | 0
50468.34 | 0
50471.35 | 0
50474.36 | 0
50477.37 | 0
50480.38 | 0
50483.4 | 0
50486.41 | 0
50489.42 | 0
50492.43 | 0
50495.44 | 0
50498.45 | 0
50501.46 | 0
50504.48 | 0
50507.49 | 0
50510.5 | 0
50513.51 | 0
50516.52 | 0
50519.53 | 0
50522.55 | 0
50525.56 | 0
50528.57 | 0
50531.58 | 0
50534.59 | 0
50537.6 | 0
50540.62 | 0
50543.63 | 0
50546.64 | 0
50549.65 | 0
50552.66 | 0
50555.67 | 0
50558.69 | 0
50561.7 | 0
50564.71 | 0
50567.72 | 0
50570.73 | 0
50573.74 | 0
50576.75 | 0
50579.77 | 0
50582.78 | 0
50585.79 | 0
50588.8 | 0
50591.81 | 0
50594.82 | 0
50597.84 | 0
50600.85 | 0
50603.86 | 0
50606.87 | 0
50609.88 | 0
50612.89 | 0
50615.91 | 0
50618.92 | 0
50621.93 | 0
50624.94 | 0
50627.95 | 0
50630.96 | 0
50633.97 | 0
50636.99 | 0
50640 | 0
50643.01 | 0
50646.02 | 0
50649.03 | 0
50652.04 | 0
50655.06 | 0
50658.07 | 0
50661.08 | 0
50664.09 | 0
50667.1 | 0
50670.11 | 0
50673.13 | 0
50676.14 | 0
50679.15 | 0
50682.16 | 0
50685.17 | 0
50688.18 | 0
50691.2 | 0
50694.21 | 0
50697.22 | 0
50700.23 | 0
50703.24 | 0
50706.25 | 0
50709.26 | 0
50712.28 | 0
50715.29 | 0
50718.3 | 0
50721.31 | 0
50724.32 | 0
50727.33 | 0
50730.35 | 0
50733.36 | 0
50736.37 | 0
50739.38 | 0
50742.39 | 0
50745.4 | 0
50748.42 | 0
50751.43 | 0
50754.44 | 0
50757.45 | 0
50760.46 | 0
50763.47 | 0
50766.49 | 0
50769.5 | 0
50772.51 | 0
50775.52 | 0
50778.53 | 0
50781.54 | 0
50784.55 | 0
50787.57 | 0
50790.58 | 0
50793.59 | 0
50796.6 | 0
50799.61 | 0
50802.62 | 0
50805.64 | 0
50808.65 | 0
50811.66 | 0
50814.67 | 0
50817.68 | 0
50820.69 | 0
50823.71 | 0
50826.72 | 0
50829.73 | 0
50832.74 | 0
50835.75 | 0
50838.76 | 0
50841.78 | 0
50844.79 | 0
50847.8 | 0
50850.81 | 0
50853.82 | 0
50856.83 | 0
50859.84 | 0
50862.86 | 0
50865.87 | 0
50868.88 | 0
50871.89 | 0
50874.9 | 0
50877.91 | 0
50880.93 | 0
50883.94 | 0
50886.95 | 0
50889.96 | 0
50892.97 | 0
50895.98 | 0
50899 | 0
50902.01 | 0
50905.02 | 0
50908.03 | 0
50911.04 | 0
50914.05 | 0
50917.07 | 0
50920.08 | 0
50923.09 | 0
50926.1 | 0
50929.11 | 0
50932.12 | 0
50935.13 | 0
50938.15 | 0
50941.16 | 0
50944.17 | 0
50947.18 | 0
50950.19 | 0
50953.2 | 0
50956.22 | 0
50959.23 | 0
50962.24 | 0
50965.25 | 0
50968.26 | 0
50971.27 | 0
50974.29 | 0
50977.3 | 0
50980.31 | 0
50983.32 | 0
50986.33 | 0
50989.34 | 0
50992.35 | 0
50995.37 | 0
50998.38 | 0
51001.39 | 0
51004.4 | 0
51007.41 | 0
51010.42 | 0
51013.44 | 0
51016.45 | 0
51019.46 | 0
51022.47 | 0
51025.48 | 0
51028.49 | 0
51031.51 | 0
51034.52 | 0
51037.53 | 0
51040.54 | 0
51043.55 | 0
51046.56 | 0
51049.58 | 0
51052.59 | 0
51055.6 | 0
51058.61 | 0
51061.62 | 0
51064.63 | 0
51067.64 | 0
51070.66 | 0
51073.67 | 0
51076.68 | 0
51079.69 | 0
51082.7 | 0
51085.71 | 0
51088.73 | 0
51091.74 | 0
51094.75 | 0
51097.76 | 0
51100.77 | 0
51103.78 | 0
51106.8 | 0
51109.81 | 0
51112.82 | 0
51115.83 | 0
51118.84 | 0
51121.85 | 0
51124.87 | 0
51127.88 | 0
51130.89 | 0
51133.9 | 0
51136.91 | 0
51139.92 | 0
51142.93 | 0
51145.95 | 0
51148.96 | 0
51151.97 | 0
51154.98 | 0
51157.99 | 0
51161 | 0
51164.02 | 0
51167.03 | 0
51170.04 | 0
51173.05 | 0
51176.06 | 0
51179.07 | 0
51182.09 | 0
51185.1 | 0
51188.11 | 0
51191.12 | 0
51194.13 | 0
51197.14 | 0
51200.16 | 0
51203.17 | 0
51206.18 | 0
51209.19 | 0
51212.2 | 0
51215.21 | 0
51218.22 | 0
51221.24 | 0
51224.25 | 0
51227.26 | 0
51230.27 | 0
51233.28 | 0
51236.29 | 0
51239.31 | 0
51242.32 | 0
51245.33 | 0
51248.34 | 0
51251.35 | 0
51254.36 | 0
51257.38 | 0
51260.39 | 0
51263.4 | 0
51266.41 | 0
51269.42 | 0
51272.43 | 0
51275.45 | 0
51278.46 | 0
51281.47 | 0
51284.48 | 0
51287.49 | 0
51290.5 | 0
51293.51 | 0
51296.53 | 0
51299.54 | 0
51302.55 | 0
51305.56 | 0
51308.57 | 0
51311.58 | 0
51314.6 | 0
51317.61 | 0
51320.62 | 0
51323.63 | 0
51326.64 | 0
51329.65 | 0
51332.67 | 0
51335.68 | 0
51338.69 | 0
51341.7 | 0
51344.71 | 0
51347.72 | 0
51350.73 | 0
51353.75 | 0
51356.76 | 0
51359.77 | 0
51362.78 | 0
51365.79 | 0
51368.8 | 0
51371.82 | 0
51374.83 | 0
51377.84 | 0
51380.85 | 0
51383.86 | 0
51386.87 | 0
51389.89 | 0
51392.9 | 0
51395.91 | 0
51398.92 | 0
51401.93 | 0
51404.94 | 0
51407.96 | 0
51410.97 | 0
51413.98 | 0
51416.99 | 0
51420 | 0
51423.01 | 0
51426.02 | 0
51429.04 | 0
51432.05 | 0
51435.06 | 0
51438.07 | 0
51441.08 | 0
51444.09 | 0
51447.11 | 0
51450.12 | 0
51453.13 | 0
51456.14 | 0
51459.15 | 0
51462.16 | 0
51465.18 | 0
51468.19 | 0
51471.2 | 0
51474.21 | 0
51477.22 | 0
51480.23 | 0
51483.25 | 0
51486.26 | 0
51489.27 | 0
51492.28 | 0
51495.29 | 0
51498.3 | 0
51501.31 | 0
51504.33 | 0
51507.34 | 0
51510.35 | 0
51513.36 | 0
51516.37 | 0
51519.38 | 0
51522.4 | 0
51525.41 | 0
51528.42 | 0
51531.43 | 0
51534.44 | 0
51537.45 | 0
51540.47 | 0
51543.48 | 0
51546.49 | 0
51549.5 | 0
51552.51 | 0
51555.52 | 0
51558.54 | 0
51561.55 | 0
51564.56 | 0
51567.57 | 0
51570.58 | 0
51573.59 | 0
51576.6 | 0
51579.62 | 0
51582.63 | 0
51585.64 | 0
51588.65 | 0
51591.66 | 0
51594.67 | 0
51597.69 | 0
51600.7 | 0
51603.71 | 0
51606.72 | 0
51609.73 | 0
51612.74 | 0
51615.76 | 0
51618.77 | 0
51621.78 | 0
51624.79 | 0
51627.8 | 0
51630.81 | 0
51633.83 | 0
51636.84 | 0
51639.85 | 0
51642.86 | 0
51645.87 | 0
51648.88 | 0
51651.89 | 0
51654.91 | 0
51657.92 | 0
51660.93 | 0
51663.94 | 0
51666.95 | 0
51669.96 | 0
51672.98 | 0
51675.99 | 0
51679 | 0
51682.01 | 0
51685.02 | 0
51688.03 | 0
51691.05 | 0
51694.06 | 0
51697.07 | 0
51700.08 | 0
51703.09 | 0
51706.1 | 0
51709.11 | 0
51712.13 | 0
51715.14 | 0
51718.15 | 0
51721.16 | 0
51724.17 | 0
51727.18 | 0
51730.2 | 0
51733.21 | 0
51736.22 | 0
51739.23 | 0
51742.24 | 0
51745.25 | 0
51748.27 | 0
51751.28 | 0
51754.29 | 0
51757.3 | 0
51760.31 | 0
51763.32 | 0
51766.34 | 0
51769.35 | 0
51772.36 | 0
51775.37 | 0
51778.38 | 0
51781.39 | 0
51784.4 | 0
51787.42 | 0
51790.43 | 0
51793.44 | 0
51796.45 | 0
51799.46 | 0
51802.47 | 0
51805.49 | 0
51808.5 | 0
51811.51 | 0
51814.52 | 0
51817.53 | 0
51820.54 | 0
51823.56 | 0
51826.57 | 0
51829.58 | 0
51832.59 | 0
51835.6 | 0
51838.61 | 0
51841.63 | 0
51844.64 | 0
51847.65 | 0
51850.66 | 0
51853.67 | 0
51856.68 | 0
51859.69 | 0
51862.71 | 0
51865.72 | 0
51868.73 | 0
51871.74 | 0
51874.75 | 0
51877.76 | 0
51880.78 | 0
51883.79 | 0
51886.8 | 0
51889.81 | 0
51892.82 | 0
51895.83 | 0
51898.85 | 0
51901.86 | 0
51904.87 | 0
51907.88 | 0
51910.89 | 0
51913.9 | 0
51916.92 | 0
51919.93 | 0
51922.94 | 0
51925.95 | 0
51928.96 | 0
51931.97 | 0
51934.98 | 0
51938 | 0
51941.01 | 0
51944.02 | 0
51947.03 | 0
51950.04 | 0
51953.05 | 0
51956.07 | 0
51959.08 | 0
51962.09 | 0
51965.1 | 0
51968.11 | 0
51971.12 | 0
51974.14 | 0
51977.15 | 0
51980.16 | 0
51983.17 | 0
51986.18 | 0
51989.19 | 0
51992.21 | 0
51995.22 | 0
51998.23 | 0
52001.24 | 0
52004.25 | 0
52007.26 | 0
52010.27 | 0
52013.29 | 0
52016.3 | 0
52019.31 | 0
52022.32 | 0
52025.33 | 0
52028.34 | 0
52031.36 | 0
52034.37 | 0
52037.38 | 0
52040.39 | 0
52043.4 | 0
52046.41 | 0
52049.43 | 0
52052.44 | 0
52055.45 | 0
52058.46 | 0
52061.47 | 0
52064.48 | 0
52067.49 | 0
52070.51 | 0
52073.52 | 0
52076.53 | 0
52079.54 | 0
52082.55 | 0
52085.56 | 0
52088.58 | 0
52091.59 | 0
52094.6 | 0
52097.61 | 0
52100.62 | 0
52103.63 | 0
52106.65 | 0
52109.66 | 0
52112.67 | 0
52115.68 | 0
52118.69 | 0
52121.7 | 0
52124.72 | 0
52127.73 | 0
52130.74 | 0
52133.75 | 0
52136.76 | 0
52139.77 | 0
52142.78 | 0
52145.8 | 0
52148.81 | 0
52151.82 | 0
52154.83 | 0
52157.84 | 0
52160.85 | 0
52163.87 | 0
52166.88 | 0
52169.89 | 0
52172.9 | 0
52175.91 | 0
52178.92 | 0
52181.94 | 0
52184.95 | 0
52187.96 | 0
52190.97 | 0
52193.98 | 0
52196.99 | 0
52200.01 | 0
52203.02 | 0
52206.03 | 0
52209.04 | 0
52212.05 | 0
52215.06 | 0
52218.07 | 0
52221.09 | 0
52224.1 | 0
52227.11 | 0
52230.12 | 0
52233.13 | 0
52236.14 | 0
52239.16 | 0
52242.17 | 0
52245.18 | 0
52248.19 | 0
52251.2 | 0
52254.21 | 0
52257.23 | 0
52260.24 | 0
52263.25 | 0
52266.26 | 0
52269.27 | 0
52272.28 | 0
52275.3 | 0
52278.31 | 0
52281.32 | 0
52284.33 | 0
52287.34 | 0
52290.35 | 0
52293.36 | 0
52296.38 | 0
52299.39 | 0
52302.4 | 0
52305.41 | 0
52308.42 | 0
52311.43 | 0
52314.45 | 0
52317.46 | 0
52320.47 | 0
52323.48 | 0
52326.49 | 0
52329.5 | 0
52332.52 | 0
52335.53 | 0
52338.54 | 0
52341.55 | 0
52344.56 | 0
52347.57 | 0
52350.59 | 0
52353.6 | 0
52356.61 | 0
52359.62 | 0
52362.63 | 0
52365.64 | 0
52368.65 | 0
52371.67 | 0
52374.68 | 0
52377.69 | 0
52380.7 | 0
52383.71 | 0
52386.72 | 0
52389.74 | 0
52392.75 | 0
52395.76 | 0
52398.77 | 0
52401.78 | 0
52404.79 | 0
52407.81 | 0
52410.82 | 0
52413.83 | 0
52416.84 | 0
52419.85 | 0
52422.86 | 0
52425.88 | 0
52428.89 | 0
52431.9 | 0
52434.91 | 0
52437.92 | 0
52440.93 | 0
52443.94 | 0
52446.96 | 0
52449.97 | 0
52452.98 | 0
52455.99 | 0
52459 | 0
52462.01 | 0
52465.03 | 0
52468.04 | 0
52471.05 | 0
52474.06 | 0
52477.07 | 0
52480.08 | 0
52483.1 | 0
52486.11 | 0
52489.12 | 0
52492.13 | 0
52495.14 | 0
52498.15 | 0
52501.16 | 0
52504.18 | 0
52507.19 | 0
52510.2 | 0
52513.21 | 0
52516.22 | 0
52519.23 | 0
52522.25 | 0
52525.26 | 0
52528.27 | 0
52531.28 | 0
52534.29 | 0
52537.3 | 0
52540.32 | 0
52543.33 | 0
52546.34 | 0
52549.35 | 0
52552.36 | 0
52555.37 | 0
52558.39 | 0
52561.4 | 0
52564.41 | 0
52567.42 | 0
52570.43 | 0
52573.44 | 0
52576.45 | 0
52579.47 | 0
52582.48 | 0
52585.49 | 0
52588.5 | 0
52591.51 | 0
52594.52 | 0
52597.54 | 0
52600.55 | 0
52603.56 | 0
52606.57 | 0
52609.58 | 0
52612.59 | 0
52615.61 | 0
52618.62 | 0
52621.63 | 0
52624.64 | 0
52627.65 | 0
52630.66 | 0
52633.68 | 0
52636.69 | 0
52639.7 | 0
52642.71 | 0
52645.72 | 0
52648.73 | 0
52651.74 | 0
52654.76 | 0
52657.77 | 0
52660.78 | 0
52663.79 | 0
52666.8 | 0
52669.81 | 0
52672.83 | 0
52675.84 | 0
52678.85 | 0
52681.86 | 0
52684.87 | 0
52687.88 | 0
52690.9 | 0
52693.91 | 0
52696.92 | 0
52699.93 | 0
52702.94 | 0
52705.95 | 0
52708.97 | 0
52711.98 | 0
52714.99 | 0
52718 | 0
52721.01 | 0
52724.02 | 0
52727.03 | 0
52730.05 | 0
52733.06 | 0
52736.07 | 0
52739.08 | 0
52742.09 | 0
52745.1 | 0
52748.12 | 0
52751.13 | 0
52754.14 | 0
52757.15 | 0
52760.16 | 0
52763.17 | 0
52766.19 | 0
52769.2 | 0
52772.21 | 0
52775.22 | 0
52778.23 | 0
52781.24 | 0
52784.26 | 0
52787.27 | 0
52790.28 | 0
52793.29 | 0
52796.3 | 0
52799.31 | 0
52802.32 | 0
52805.34 | 0
52808.35 | 0
52811.36 | 0
52814.37 | 0
52817.38 | 0
52820.39 | 0
52823.41 | 0
52826.42 | 0
52829.43 | 0
52832.44 | 0
52835.45 | 0
52838.46 | 0
52841.48 | 0
52844.49 | 0
52847.5 | 0
52850.51 | 0
52853.52 | 0
52856.53 | 0
52859.54 | 0
52862.56 | 0
52865.57 | 0
52868.58 | 0
52871.59 | 0
52874.6 | 0
52877.61 | 0
52880.63 | 0
52883.64 | 0
52886.65 | 0
52889.66 | 0
52892.67 | 0
52895.68 | 0
52898.7 | 0
52901.71 | 0
52904.72 | 0
52907.73 | 0
52910.74 | 0
52913.75 | 0
52916.77 | 0
52919.78 | 0
52922.79 | 0
52925.8 | 0
52928.81 | 0
52931.82 | 0
52934.83 | 0
52937.85 | 0
52940.86 | 0
52943.87 | 0
52946.88 | 0
52949.89 | 0
52952.9 | 0
52955.92 | 0
52958.93 | 0
52961.94 | 0
52964.95 | 0
52967.96 | 0
52970.97 | 0
52973.99 | 0
52977 | 0
52980.01 | 0
52983.02 | 0
52986.03 | 0
52989.04 | 0
52992.06 | 0
52995.07 | 0
52998.08 | 0
53001.09 | 0
53004.1 | 0
53007.11 | 0
53010.12 | 0
53013.14 | 0
53016.15 | 0
53019.16 | 0
53022.17 | 0
53025.18 | 0
53028.19 | 0
53031.21 | 0
53034.22 | 0
53037.23 | 0
53040.24 | 0
53043.25 | 0
53046.26 | 0
53049.28 | 0
53052.29 | 0
53055.3 | 0
53058.31 | 0
53061.32 | 0
53064.33 | 0
53067.35 | 0
53070.36 | 0
53073.37 | 0
53076.38 | 0
53079.39 | 0
53082.4 | 0
53085.41 | 0
53088.43 | 0
53091.44 | 0
53094.45 | 0
53097.46 | 0
53100.47 | 0
53103.48 | 0
53106.5 | 0
53109.51 | 0
53112.52 | 0
53115.53 | 0
53118.54 | 0
53121.55 | 0
53124.57 | 0
53127.58 | 0
53130.59 | 0
53133.6 | 0
53136.61 | 0
53139.62 | 0
53142.64 | 0
53145.65 | 0
53148.66 | 0
53151.67 | 0
53154.68 | 0
53157.69 | 0
53160.7 | 0
53163.72 | 0
53166.73 | 0
53169.74 | 0
53172.75 | 0
53175.76 | 0
53178.77 | 0
53181.79 | 0
53184.8 | 0
53187.81 | 0
53190.82 | 0
53193.83 | 0
53196.84 | 0
53199.86 | 0
53202.87 | 0
53205.88 | 0
53208.89 | 0
53211.9 | 0
53214.91 | 0
53217.92 | 0
53220.94 | 0
53223.95 | 0
53226.96 | 0
53229.97 | 0
53232.98 | 0
53235.99 | 0
53239.01 | 0
53242.02 | 0
53245.03 | 0
53248.04 | 0
53251.05 | 0
53254.06 | 0
53257.08 | 0
53260.09 | 0
53263.1 | 0
53266.11 | 0
53269.12 | 0
53272.13 | 0
53275.15 | 0
53278.16 | 0
53281.17 | 0
53284.18 | 0
53287.19 | 0
53290.2 | 0
53293.21 | 0
53296.23 | 0
53299.24 | 0
53302.25 | 0
53305.26 | 0
53308.27 | 0
53311.28 | 0
53314.3 | 0
53317.31 | 0
53320.32 | 0
53323.33 | 0
53326.34 | 0
53329.35 | 0
53332.37 | 0
53335.38 | 0
53338.39 | 0
53341.4 | 0
53344.41 | 0
53347.42 | 0
53350.44 | 0
53353.45 | 0
53356.46 | 0
53359.47 | 0
53362.48 | 0
53365.49 | 0
53368.5 | 0
53371.52 | 0
53374.53 | 0
53377.54 | 0
53380.55 | 0
53383.56 | 0
53386.57 | 0
53389.59 | 0
53392.6 | 0
53395.61 | 0
53398.62 | 0
53401.63 | 0
53404.64 | 0
53407.66 | 0
53410.67 | 0
53413.68 | 0
53416.69 | 0
53419.7 | 0
53422.71 | 0
53425.73 | 0
53428.74 | 0
53431.75 | 0
53434.76 | 0
53437.77 | 0
53440.78 | 0
53443.79 | 0
53446.81 | 0
53449.82 | 0
53452.83 | 0
53455.84 | 0
53458.85 | 0
53461.86 | 0
53464.88 | 0
53467.89 | 0
53470.9 | 0
53473.91 | 0
53476.92 | 0
53479.93 | 0
53482.95 | 0
53485.96 | 0
53488.97 | 0
53491.98 | 0
53494.99 | 0
53498 | 0
53501.02 | 0
53504.03 | 0
53507.04 | 0
53510.05 | 0
53513.06 | 0
53516.07 | 0
53519.08 | 0
53522.1 | 0
53525.11 | 0
53528.12 | 0
53531.13 | 0
53534.14 | 0
53537.15 | 0
53540.17 | 0
53543.18 | 0
53546.19 | 0
53549.2 | 0
53552.21 | 0
53555.22 | 0
53558.24 | 0
53561.25 | 0
53564.26 | 0
53567.27 | 0
53570.28 | 0
53573.29 | 0
53576.3 | 0
53579.32 | 0
53582.33 | 0
53585.34 | 0
53588.35 | 0
53591.36 | 0
53594.37 | 0
53597.39 | 0
53600.4 | 0
53603.41 | 0
53606.42 | 0
53609.43 | 0
53612.44 | 0
53615.46 | 0
53618.47 | 0
53621.48 | 0
53624.49 | 0
53627.5 | 0
53630.51 | 0
53633.53 | 0
53636.54 | 0
53639.55 | 0
53642.56 | 0
53645.57 | 0
53648.58 | 0
53651.59 | 0
53654.61 | 0
53657.62 | 0
53660.63 | 0
53663.64 | 0
53666.65 | 0
53669.66 | 0
53672.68 | 0
53675.69 | 0
53678.7 | 0
53681.71 | 0
53684.72 | 0
53687.73 | 0
53690.75 | 0
53693.76 | 0
53696.77 | 0
53699.78 | 0
53702.79 | 0
53705.8 | 0
53708.82 | 0
53711.83 | 0
53714.84 | 0
53717.85 | 0
53720.86 | 0
53723.87 | 0
53726.88 | 0
53729.9 | 0
53732.91 | 0
53735.92 | 0
53738.93 | 0
53741.94 | 0
53744.95 | 0
53747.97 | 0
53750.98 | 0
53753.99 | 0
53757 | 0
53760.01 | 0
53763.02 | 0
53766.04 | 0
53769.05 | 0
53772.06 | 0
53775.07 | 0
53778.08 | 0
53781.09 | 0
53784.11 | 0
53787.12 | 0
53790.13 | 0
53793.14 | 0
53796.15 | 0
53799.16 | 0
53802.17 | 0
53805.19 | 0
53808.2 | 0
53811.21 | 0
53814.22 | 0
53817.23 | 0
53820.24 | 0
53823.26 | 0
53826.27 | 0
53829.28 | 0
53832.29 | 0
53835.3 | 0
53838.31 | 0
53841.33 | 0
53844.34 | 0
53847.35 | 0
53850.36 | 0
53853.37 | 0
53856.38 | 0
53859.4 | 0
53862.41 | 0
53865.42 | 0
53868.43 | 0
53871.44 | 0
53874.45 | 0
53877.46 | 0
53880.48 | 0
53883.49 | 0
53886.5 | 0
53889.51 | 0
53892.52 | 0
53895.53 | 0
53898.55 | 0
53901.56 | 0
53904.57 | 0
53907.58 | 0
53910.59 | 0
53913.6 | 0
53916.62 | 0
53919.63 | 0
53922.64 | 0
53925.65 | 0
53928.66 | 0
53931.67 | 0
53934.68 | 0
53937.7 | 0
53940.71 | 0
53943.72 | 0
53946.73 | 0
53949.74 | 0
53952.75 | 0
53955.77 | 0
53958.78 | 0
53961.79 | 0
53964.8 | 0
53967.81 | 0
53970.82 | 0
53973.84 | 0
53976.85 | 0
53979.86 | 0
53982.87 | 0
53985.88 | 0
53988.89 | 0
53991.91 | 0
53994.92 | 0
53997.93 | 0
54000.94 | 0
54003.95 | 0
54006.96 | 0
54009.97 | 0
54012.99 | 0
54016 | 0
54019.01 | 0
54022.02 | 0
54025.03 | 0
54028.04 | 0
54031.06 | 0
54034.07 | 0
54037.08 | 0
54040.09 | 0
54043.1 | 0
54046.11 | 0
54049.13 | 0
54052.14 | 0
54055.15 | 0
54058.16 | 0
54061.17 | 0
54064.18 | 0
54067.2 | 0
54070.21 | 0
54073.22 | 0
54076.23 | 0
54079.24 | 0
54082.25 | 0
54085.26 | 0
54088.28 | 0
54091.29 | 0
54094.3 | 0
54097.31 | 0
54100.32 | 0
54103.33 | 0
54106.35 | 0
54109.36 | 0
54112.37 | 0
54115.38 | 0
54118.39 | 0
54121.4 | 0
54124.42 | 0
54127.43 | 0
54130.44 | 0
54133.45 | 0
54136.46 | 0
54139.47 | 0
54142.49 | 0
54145.5 | 0
54148.51 | 0
54151.52 | 0
54154.53 | 0
54157.54 | 0
54160.55 | 0
54163.57 | 0
54166.58 | 0
54169.59 | 0
54172.6 | 0
54175.61 | 0
54178.62 | 0
54181.64 | 0
54184.65 | 0
54187.66 | 0
54190.67 | 0
54193.68 | 0
54196.69 | 0
54199.71 | 0
54202.72 | 0
54205.73 | 0
54208.74 | 0
54211.75 | 0
54214.76 | 0
54217.78 | 0
54220.79 | 0
54223.8 | 0
54226.81 | 0
54229.82 | 0
54232.83 | 0
54235.84 | 0
54238.86 | 0
54241.87 | 0
54244.88 | 0
54247.89 | 0
54250.9 | 0
54253.91 | 0
54256.93 | 0
54259.94 | 0
54262.95 | 0
54265.96 | 0
54268.97 | 0
54271.98 | 0
54275 | 0
54278.01 | 0
54281.02 | 0
54284.03 | 0
54287.04 | 0
54290.05 | 0
54293.06 | 0
54296.08 | 0
54299.09 | 0
54302.1 | 0
54305.11 | 0
54308.12 | 0
54311.13 | 0
54314.15 | 0
54317.16 | 0
54320.17 | 0
54323.18 | 0
54326.19 | 0
54329.2 | 0
54332.22 | 0
54335.23 | 0
54338.24 | 0
54341.25 | 0
54344.26 | 0
54347.27 | 0
54350.29 | 0
54353.3 | 0
54356.31 | 0
54359.32 | 0
54362.33 | 0
54365.34 | 0
54368.35 | 0
54371.37 | 0
54374.38 | 0
54377.39 | 0
54380.4 | 0
54383.41 | 0
54386.42 | 0
54389.44 | 0
54392.45 | 0
54395.46 | 0
54398.47 | 0
54401.48 | 0
54404.49 | 0
54407.51 | 0
54410.52 | 0
54413.53 | 0
54416.54 | 0
54419.55 | 0
54422.56 | 0
54425.58 | 0
54428.59 | 0
54431.6 | 0
54434.61 | 0
54437.62 | 0
54440.63 | 0
54443.64 | 0
54446.66 | 0
54449.67 | 0
54452.68 | 0
54455.69 | 0
54458.7 | 0
54461.71 | 0
54464.73 | 0
54467.74 | 0
54470.75 | 0
54473.76 | 0
54476.77 | 0
54479.78 | 0
54482.8 | 0
54485.81 | 0
54488.82 | 0
54491.83 | 0
54494.84 | 0
54497.85 | 0
54500.87 | 0
54503.88 | 0
54506.89 | 0
54509.9 | 0
54512.91 | 0
54515.92 | 0
54518.93 | 0
54521.95 | 0
54524.96 | 0
54527.97 | 0
54530.98 | 0
54533.99 | 0
54537 | 0
54540.02 | 0
54543.03 | 0
54546.04 | 0
54549.05 | 0
54552.06 | 0
54555.07 | 0
54558.09 | 0
54561.1 | 0
54564.11 | 0
54567.12 | 0
54570.13 | 0
54573.14 | 0
54576.16 | 0
54579.17 | 0
54582.18 | 0
54585.19 | 0
54588.2 | 0
54591.21 | 0
54594.22 | 0
54597.24 | 0
54600.25 | 0
54603.26 | 0
54606.27 | 0
54609.28 | 0
54612.29 | 0
54615.31 | 0
54618.32 | 0
54621.33 | 0
54624.34 | 0
54627.35 | 0
54630.36 | 0
54633.38 | 0
54636.39 | 0
54639.4 | 0
54642.41 | 0
54645.42 | 0
54648.43 | 0
54651.44 | 0
54654.46 | 0
54657.47 | 0
54660.48 | 0
54663.49 | 0
54666.5 | 0
54669.51 | 0
54672.53 | 0
54675.54 | 0
54678.55 | 0
54681.56 | 0
54684.57 | 0
54687.58 | 0
54690.6 | 0
54693.61 | 0
54696.62 | 0
54699.63 | 0
54702.64 | 0
54705.65 | 0
54708.67 | 0
54711.68 | 0
54714.69 | 0
54717.7 | 0
54720.71 | 0
54723.72 | 0
54726.73 | 0
54729.75 | 0
54732.76 | 0
54735.77 | 0
54738.78 | 0
54741.79 | 0
54744.8 | 0
54747.82 | 0
54750.83 | 0
54753.84 | 0
54756.85 | 0
54759.86 | 0
54762.87 | 0
54765.89 | 0
54768.9 | 0
54771.91 | 0
54774.92 | 0
54777.93 | 0
54780.94 | 0
54783.96 | 0
54786.97 | 0
54789.98 | 0
54792.99 | 0
54796 | 0
54799.01 | 0
54802.02 | 0
54805.04 | 0
54808.05 | 0
54811.06 | 0
54814.07 | 0
54817.08 | 0
54820.09 | 0
54823.11 | 0
54826.12 | 0
54829.13 | 0
54832.14 | 0
54835.15 | 0
54838.16 | 0
54841.18 | 0
54844.19 | 0
54847.2 | 0
54850.21 | 0
54853.22 | 0
54856.23 | 0
54859.25 | 0
54862.26 | 0
54865.27 | 0
54868.28 | 0
54871.29 | 0
54874.3 | 0
54877.31 | 0
54880.33 | 0
54883.34 | 0
54886.35 | 0
54889.36 | 0
54892.37 | 0
54895.38 | 0
54898.4 | 0
54901.41 | 0
54904.42 | 0
54907.43 | 0
54910.44 | 0
54913.45 | 0
54916.47 | 0
54919.48 | 0
54922.49 | 0
54925.5 | 0
54928.51 | 0
54931.52 | 0
54934.54 | 0
54937.55 | 0
54940.56 | 0
54943.57 | 0
54946.58 | 0
54949.59 | 0
54952.6 | 0
54955.62 | 0
54958.63 | 0
54961.64 | 0
54964.65 | 0
54967.66 | 0
54970.67 | 0
54973.69 | 0
54976.7 | 0
54979.71 | 0
54982.72 | 0
54985.73 | 0
54988.74 | 0
54991.76 | 0
54994.77 | 0
54997.78 | 0
55000.79 | 0
55003.8 | 0
55006.81 | 0
55009.82 | 0
55012.84 | 0
55015.85 | 0
55018.86 | 0
55021.87 | 0
55024.88 | 0
55027.89 | 0
55030.91 | 0
55033.92 | 0
55036.93 | 0
55039.94 | 0
55042.95 | 0
55045.96 | 0
55048.98 | 0
55051.99 | 0
55055 | 0
55058.01 | 0
55061.02 | 0
55064.03 | 0
55067.05 | 0
55070.06 | 0
55073.07 | 0
55076.08 | 0
55079.09 | 0
55082.1 | 0
55085.11 | 0
55088.13 | 0
55091.14 | 0
55094.15 | 0
55097.16 | 0
55100.17 | 0
55103.18 | 0
55106.2 | 0
55109.21 | 0
55112.22 | 0
55115.23 | 0
55118.24 | 0
55121.25 | 0
55124.27 | 0
55127.28 | 0
55130.29 | 0
55133.3 | 0
55136.31 | 0
55139.32 | 0
55142.34 | 0
55145.35 | 0
55148.36 | 0
55151.37 | 0
55154.38 | 0
55157.39 | 0
55160.4 | 0
55163.42 | 0
55166.43 | 0
55169.44 | 0
55172.45 | 0
55175.46 | 0
55178.47 | 0
55181.49 | 0
55184.5 | 0
55187.51 | 0
55190.52 | 0
55193.53 | 0
55196.54 | 0
55199.56 | 0
55202.57 | 0
55205.58 | 0
55208.59 | 0
55211.6 | 0
55214.61 | 0
55217.63 | 0
55220.64 | 0
55223.65 | 0
55226.66 | 0
55229.67 | 0
55232.68 | 0
55235.69 | 0
55238.71 | 0
55241.72 | 0
55244.73 | 0
55247.74 | 0
55250.75 | 0
55253.76 | 0
55256.78 | 0
55259.79 | 0
55262.8 | 0
55265.81 | 0
55268.82 | 0
55271.83 | 0
55274.85 | 0
55277.86 | 0
55280.87 | 0
55283.88 | 0
55286.89 | 0
55289.9 | 0
55292.92 | 0
55295.93 | 0
55298.94 | 0
55301.95 | 0
55304.96 | 0
55307.97 | 0
55310.98 | 0
55314 | 0
55317.01 | 0
55320.02 | 0
55323.03 | 0
55326.04 | 0
55329.05 | 0
55332.07 | 0
55335.08 | 0
55338.09 | 0
55341.1 | 0
55344.11 | 0
55347.12 | 0
55350.14 | 0
55353.15 | 0
55356.16 | 0
55359.17 | 0
55362.18 | 0
55365.19 | 0
55368.2 | 0
55371.22 | 0
55374.23 | 0
55377.24 | 0
55380.25 | 0
55383.26 | 0
55386.27 | 0
55389.29 | 0
55392.3 | 0
55395.31 | 0
55398.32 | 0
55401.33 | 0
55404.34 | 0
55407.36 | 0
55410.37 | 0
55413.38 | 0
55416.39 | 0
55419.4 | 0
55422.41 | 0
55425.43 | 0
55428.44 | 0
55431.45 | 0
55434.46 | 0
55437.47 | 0
55440.48 | 0
55443.49 | 0
55446.51 | 0
55449.52 | 0
55452.53 | 0
55455.54 | 0
55458.55 | 0
55461.56 | 0
55464.58 | 0
55467.59 | 0
55470.6 | 0
55473.61 | 0
55476.62 | 0
55479.63 | 0
55482.65 | 0
55485.66 | 0
55488.67 | 0
55491.68 | 0
55494.69 | 0
55497.7 | 0
55500.72 | 0
55503.73 | 0
55506.74 | 0
55509.75 | 0
55512.76 | 0
55515.77 | 0
55518.78 | 0
55521.8 | 0
55524.81 | 0
55527.82 | 0
55530.83 | 0
55533.84 | 0
55536.85 | 0
55539.87 | 0
55542.88 | 0
55545.89 | 0
55548.9 | 0
55551.91 | 0
55554.92 | 0
55557.94 | 0
55560.95 | 0
55563.96 | 0
55566.97 | 0
55569.98 | 0
55572.99 | 0
55576.01 | 0
55579.02 | 0
55582.03 | 0
55585.04 | 0
55588.05 | 0
55591.06 | 0
55594.07 | 0
55597.09 | 0
55600.1 | 0
55603.11 | 0
55606.12 | 0
55609.13 | 0
55612.14 | 0
55615.16 | 0
55618.17 | 0
55621.18 | 0
55624.19 | 0
55627.2 | 0
55630.21 | 0
55633.23 | 0
55636.24 | 0
55639.25 | 0
55642.26 | 0
55645.27 | 0
55648.28 | 0
55651.3 | 0
55654.31 | 0
55657.32 | 0
55660.33 | 0
55663.34 | 0
55666.35 | 0
55669.36 | 0
55672.38 | 0
55675.39 | 0
55678.4 | 0
55681.41 | 0
55684.42 | 0
55687.43 | 0
55690.45 | 0
55693.46 | 0
55696.47 | 0
55699.48 | 0
55702.49 | 0
55705.5 | 0
55708.52 | 0
55711.53 | 0
55714.54 | 0
55717.55 | 0
55720.56 | 0
55723.57 | 0
55726.58 | 0
55729.6 | 0
55732.61 | 0
55735.62 | 0
55738.63 | 0
55741.64 | 0
55744.65 | 0
55747.67 | 0
55750.68 | 0
55753.69 | 0
55756.7 | 0
55759.71 | 0
55762.72 | 0
55765.74 | 0
55768.75 | 0
55771.76 | 0
55774.77 | 0
55777.78 | 0
55780.79 | 0
55783.81 | 0
55786.82 | 0
55789.83 | 0
55792.84 | 0
55795.85 | 0
55798.86 | 0
55801.87 | 0
55804.89 | 0
55807.9 | 0
55810.91 | 0
55813.92 | 0
55816.93 | 0
55819.94 | 0
55822.96 | 0
55825.97 | 0
55828.98 | 0
55831.99 | 0
55835 | 0
55838.01 | 0
55841.03 | 0
55844.04 | 0
55847.05 | 0
55850.06 | 0
55853.07 | 0
55856.08 | 0
55859.1 | 0
55862.11 | 0
55865.12 | 0
55868.13 | 0
55871.14 | 0
55874.15 | 0
55877.16 | 0
55880.18 | 0
55883.19 | 0
55886.2 | 0
55889.21 | 0
55892.22 | 0
55895.23 | 0
55898.25 | 0
55901.26 | 0
55904.27 | 0
55907.28 | 0
55910.29 | 0
55913.3 | 0
55916.32 | 0
55919.33 | 0
55922.34 | 0
55925.35 | 0
55928.36 | 0
55931.37 | 0
55934.39 | 0
55937.4 | 0
55940.41 | 0
55943.42 | 0
55946.43 | 0
55949.44 | 0
55952.45 | 0
55955.47 | 0
55958.48 | 0
55961.49 | 0
55964.5 | 0
55967.51 | 0
55970.52 | 0
55973.54 | 0
55976.55 | 0
55979.56 | 0
55982.57 | 0
55985.58 | 0
55988.59 | 0
55991.61 | 0
55994.62 | 0
55997.63 | 0
56000.64 | 0
56003.65 | 0
56006.66 | 0
56009.68 | 0
56012.69 | 0
56015.7 | 0
56018.71 | 0
56021.72 | 0
56024.73 | 0
56027.74 | 0
56030.76 | 0
56033.77 | 0
56036.78 | 0
56039.79 | 0
56042.8 | 0
56045.81 | 0
56048.83 | 0
56051.84 | 0
56054.85 | 0
56057.86 | 0
56060.87 | 0
56063.88 | 0
56066.9 | 0
56069.91 | 0
56072.92 | 0
56075.93 | 0
56078.94 | 0
56081.95 | 0
56084.96 | 0
56087.98 | 0
56090.99 | 0
56094 | 0
56097.01 | 0
56100.02 | 0
56103.03 | 0
56106.05 | 0
56109.06 | 0
56112.07 | 0
56115.08 | 0
56118.09 | 0
56121.1 | 0
56124.12 | 0
56127.13 | 0
56130.14 | 0
56133.15 | 0
56136.16 | 0
56139.17 | 0
56142.19 | 0
56145.2 | 0
56148.21 | 0
56151.22 | 0
56154.23 | 0
56157.24 | 0
56160.25 | 0
56163.27 | 0
56166.28 | 0
56169.29 | 0
56172.3 | 0
56175.31 | 0
56178.32 | 0
56181.34 | 0
56184.35 | 0
56187.36 | 0
56190.37 | 0
56193.38 | 0
56196.39 | 0
56199.41 | 0
56202.42 | 0
56205.43 | 0
56208.44 | 0
56211.45 | 0
56214.46 | 0
56217.48 | 0
56220.49 | 0
56223.5 | 0
56226.51 | 0
56229.52 | 0
56232.53 | 0
56235.54 | 0
56238.56 | 0
56241.57 | 0
56244.58 | 0
56247.59 | 0
56250.6 | 0
56253.61 | 0
56256.63 | 0
56259.64 | 0
56262.65 | 0
56265.66 | 0
56268.67 | 0
56271.68 | 0
56274.7 | 0
56277.71 | 0
56280.72 | 0
56283.73 | 0
56286.74 | 0
56289.75 | 0
56292.77 | 0
56295.78 | 0
56298.79 | 0
56301.8 | 0
56304.81 | 0
56307.82 | 0
56310.83 | 0
56313.85 | 0
56316.86 | 0
56319.87 | 0
56322.88 | 0
56325.89 | 0
56328.9 | 0
56331.92 | 0
56334.93 | 0
56337.94 | 0
56340.95 | 0
56343.96 | 0
56346.97 | 0
56349.99 | 0
56353 | 0
56356.01 | 0
56359.02 | 0
56362.03 | 0
56365.04 | 0
56368.06 | 0
56371.07 | 0
56374.08 | 0
56377.09 | 0
56380.1 | 0
56383.11 | 0
56386.12 | 0
56389.14 | 0
56392.15 | 0
56395.16 | 0
56398.17 | 0
56401.18 | 0
56404.19 | 0
56407.21 | 0
56410.22 | 0
56413.23 | 0
56416.24 | 0
56419.25 | 0
56422.26 | 0
56425.28 | 0
56428.29 | 0
56431.3 | 0
56434.31 | 0
56437.32 | 0
56440.33 | 0
56443.34 | 0
56446.36 | 0
56449.37 | 0
56452.38 | 0
56455.39 | 0
56458.4 | 0
56461.41 | 0
56464.43 | 0
56467.44 | 0
56470.45 | 0
56473.46 | 0
56476.47 | 0
56479.48 | 0
56482.5 | 0
56485.51 | 0
56488.52 | 0
56491.53 | 0
56494.54 | 0
56497.55 | 0
56500.57 | 0
56503.58 | 0
56506.59 | 0
56509.6 | 0
56512.61 | 0
56515.62 | 0
56518.63 | 0
56521.65 | 0
56524.66 | 0
56527.67 | 0
56530.68 | 0
56533.69 | 0
56536.7 | 0
56539.72 | 0
56542.73 | 0
56545.74 | 0
56548.75 | 0
56551.76 | 0
56554.77 | 0
56557.79 | 0
56560.8 | 0
56563.81 | 0
56566.82 | 0
56569.83 | 0
56572.84 | 0
56575.86 | 0
56578.87 | 0
56581.88 | 0
56584.89 | 0
56587.9 | 0
56590.91 | 0
56593.92 | 0
56596.94 | 0
56599.95 | 0
56602.96 | 0
56605.97 | 0
56608.98 | 0
56611.99 | 0
56615.01 | 0
56618.02 | 0
56621.03 | 0
56624.04 | 0
56627.05 | 0
56630.06 | 0
56633.08 | 0
56636.09 | 0
56639.1 | 0
56642.11 | 0
56645.12 | 0
56648.13 | 0
56651.15 | 0
56654.16 | 0
56657.17 | 0
56660.18 | 0
56663.19 | 0
56666.2 | 0
56669.21 | 0
56672.23 | 0
56675.24 | 0
56678.25 | 0
56681.26 | 0
56684.27 | 0
56687.28 | 0
56690.3 | 0
56693.31 | 0
56696.32 | 0
56699.33 | 0
56702.34 | 0
56705.35 | 0
56708.37 | 0
56711.38 | 0
56714.39 | 0
56717.4 | 0
56720.41 | 0
56723.42 | 0
56726.44 | 0
56729.45 | 0
56732.46 | 0
56735.47 | 0
56738.48 | 0
56741.49 | 0
56744.5 | 0
56747.52 | 0
56750.53 | 0
56753.54 | 0
56756.55 | 0
56759.56 | 0
56762.57 | 0
56765.59 | 0
56768.6 | 0
56771.61 | 0
56774.62 | 0
56777.63 | 0
56780.64 | 0
56783.66 | 0
56786.67 | 0
56789.68 | 0
56792.69 | 0
56795.7 | 0
56798.71 | 0
56801.72 | 0
56804.74 | 0
56807.75 | 0
56810.76 | 0
56813.77 | 0
56816.78 | 0
56819.79 | 0
56822.81 | 0
56825.82 | 0
56828.83 | 0
56831.84 | 0
56834.85 | 0
56837.86 | 0
56840.88 | 0
56843.89 | 0
56846.9 | 0
56849.91 | 0
56852.92 | 0
56855.93 | 0
56858.95 | 0
56861.96 | 0
56864.97 | 0
56867.98 | 0
56870.99 | 0
56874 | 0
56877.01 | 0
56880.03 | 0
56883.04 | 0
56886.05 | 0
56889.06 | 0
56892.07 | 0
56895.08 | 0
56898.1 | 0
56901.11 | 0
56904.12 | 0
56907.13 | 0
56910.14 | 0
56913.15 | 0
56916.17 | 0
56919.18 | 0
56922.19 | 0
56925.2 | 0
56928.21 | 0
56931.22 | 0
56934.24 | 0
56937.25 | 0
56940.26 | 0
56943.27 | 0
56946.28 | 0
56949.29 | 0
56952.3 | 0
56955.32 | 0
56958.33 | 0
56961.34 | 0
56964.35 | 0
56967.36 | 0
56970.37 | 0
56973.39 | 0
56976.4 | 0
56979.41 | 0
56982.42 | 0
56985.43 | 0
56988.44 | 0
56991.46 | 0
56994.47 | 0
56997.48 | 0
57000.49 | 0
57003.5 | 0
57006.51 | 0
57009.53 | 0
57012.54 | 0
57015.55 | 0
57018.56 | 0
57021.57 | 0
57024.58 | 0
57027.59 | 0
57030.61 | 0
57033.62 | 0
57036.63 | 0
57039.64 | 0
57042.65 | 0
57045.66 | 0
57048.68 | 0
57051.69 | 0
57054.7 | 0
57057.71 | 0
57060.72 | 0
57063.73 | 0
57066.75 | 0
57069.76 | 0
57072.77 | 0
57075.78 | 0
57078.79 | 0
57081.8 | 0
57084.82 | 0
57087.83 | 0
57090.84 | 0
57093.85 | 0
57096.86 | 0
57099.87 | 0
57102.88 | 0
57105.9 | 0
57108.91 | 0
57111.92 | 0
57114.93 | 0
57117.94 | 0
57120.95 | 0
57123.97 | 0
57126.98 | 0
57129.99 | 0
57133 | 0
57136.01 | 0
57139.02 | 0
57142.04 | 0
57145.05 | 0
57148.06 | 0
57151.07 | 0
57154.08 | 0
57157.09 | 0
57160.1 | 0
57163.12 | 0
57166.13 | 0
57169.14 | 0
57172.15 | 0
57175.16 | 0
57178.17 | 0
57181.19 | 0
57184.2 | 0
57187.21 | 0
57190.22 | 0
57193.23 | 0
57196.24 | 0
57199.26 | 0
57202.27 | 0
57205.28 | 0
57208.29 | 0
57211.3 | 0
57214.31 | 0
57217.33 | 0
57220.34 | 0
57223.35 | 0
57226.36 | 0
57229.37 | 0
57232.38 | 0
57235.39 | 0
57238.41 | 0
57241.42 | 0
57244.43 | 0
57247.44 | 0
57250.45 | 0
57253.46 | 0
57256.48 | 0
57259.49 | 0
57262.5 | 0
57265.51 | 0
57268.52 | 0
57271.53 | 0
57274.55 | 0
57277.56 | 0
57280.57 | 0
57283.58 | 0
57286.59 | 0
57289.6 | 0
57292.62 | 0
57295.63 | 0
57298.64 | 0
57301.65 | 0
57304.66 | 0
57307.67 | 0
57310.68 | 0
57313.7 | 0
57316.71 | 0
57319.72 | 0
57322.73 | 0
57325.74 | 0
57328.75 | 0
57331.77 | 0
57334.78 | 0
57337.79 | 0
57340.8 | 0
57343.81 | 0
57346.82 | 0
57349.84 | 0
57352.85 | 0
57355.86 | 0
57358.87 | 0
57361.88 | 0
57364.89 | 0
57367.91 | 0
57370.92 | 0
57373.93 | 0
57376.94 | 0
57379.95 | 0
57382.96 | 0
57385.97 | 0
57388.99 | 0
57392 | 0
57395.01 | 0
57398.02 | 0
57401.03 | 0
57404.04 | 0
57407.06 | 0
57410.07 | 0
57413.08 | 0
57416.09 | 0
57419.1 | 0
57422.11 | 0
57425.13 | 0
57428.14 | 0
57431.15 | 0
57434.16 | 0
57437.17 | 0
57440.18 | 0
57443.2 | 0
57446.21 | 0
57449.22 | 0
57452.23 | 0
57455.24 | 0
57458.25 | 0
57461.26 | 0
57464.28 | 0
57467.29 | 0
57470.3 | 0
57473.31 | 0
57476.32 | 0
57479.33 | 0
57482.35 | 0
57485.36 | 0
57488.37 | 0
57491.38 | 0
57494.39 | 0
57497.4 | 0
57500.42 | 0
57503.43 | 0
57506.44 | 0
57509.45 | 0
57512.46 | 0
57515.47 | 0
57518.48 | 0
57521.5 | 0
57524.51 | 0
57527.52 | 0
57530.53 | 0
57533.54 | 0
57536.55 | 0
57539.57 | 0
57542.58 | 0
57545.59 | 0
57548.6 | 0
57551.61 | 0
57554.62 | 0
57557.64 | 0
57560.65 | 0
57563.66 | 0
57566.67 | 0
57569.68 | 0
57572.69 | 0
57575.71 | 0
57578.72 | 0
57581.73 | 0
57584.74 | 0
57587.75 | 0
57590.76 | 0
57593.77 | 0
57596.79 | 0
57599.8 | 0
57602.81 | 0
57605.82 | 0
57608.83 | 0
57611.84 | 0
57614.86 | 0
57617.87 | 0
57620.88 | 0
57623.89 | 0
57626.9 | 0
57629.91 | 0
57632.93 | 0
57635.94 | 0
57638.95 | 0
57641.96 | 0
57644.97 | 0
57647.98 | 0
57651 | 0
57654.01 | 0
57657.02 | 0
57660.03 | 0
57663.04 | 0
57666.05 | 0
57669.06 | 0
57672.08 | 0
57675.09 | 0
57678.1 | 0
57681.11 | 0
57684.12 | 0
57687.13 | 0
57690.15 | 0
57693.16 | 0
57696.17 | 0
57699.18 | 0
57702.19 | 0
57705.2 | 0
57708.22 | 0
57711.23 | 0
57714.24 | 0
57717.25 | 0
57720.26 | 0
57723.27 | 0
57726.29 | 0
57729.3 | 0
57732.31 | 0
57735.32 | 0
57738.33 | 0
57741.34 | 0
57744.35 | 0
57747.37 | 0
57750.38 | 0
57753.39 | 0
57756.4 | 0
57759.41 | 0
57762.42 | 0
57765.44 | 0
57768.45 | 0
57771.46 | 0
57774.47 | 0
57777.48 | 0
57780.49 | 0
57783.51 | 0
57786.52 | 0
57789.53 | 0
57792.54 | 0
57795.55 | 0
57798.56 | 0
57801.58 | 0
57804.59 | 0
57807.6 | 0
57810.61 | 0
57813.62 | 0
57816.63 | 0
57819.64 | 0
57822.66 | 0
57825.67 | 0
57828.68 | 0
57831.69 | 0
57834.7 | 0
57837.71 | 0
57840.73 | 0
57843.74 | 0
57846.75 | 0
57849.76 | 0
57852.77 | 0
57855.78 | 0
57858.8 | 0
57861.81 | 0
57864.82 | 0
57867.83 | 0
57870.84 | 0
57873.85 | 0
57876.86 | 0
57879.88 | 0
57882.89 | 0
57885.9 | 0
57888.91 | 0
57891.92 | 0
57894.93 | 0
57897.95 | 0
57900.96 | 0
57903.97 | 0
57906.98 | 0
57909.99 | 0
57913 | 0
57916.02 | 0
57919.03 | 0
57922.04 | 0
57925.05 | 0
57928.06 | 0
57931.07 | 0
57934.09 | 0
57937.1 | 0
57940.11 | 0
57943.12 | 0
57946.13 | 0
57949.14 | 0
57952.15 | 0
57955.17 | 0
57958.18 | 0
57961.19 | 0
57964.2 | 0
57967.21 | 0
57970.22 | 0
57973.24 | 0
57976.25 | 0
57979.26 | 0
57982.27 | 0
57985.28 | 0
57988.29 | 0
57991.31 | 0
57994.32 | 0
57997.33 | 0
58000.34 | 0
58003.35 | 0
58006.36 | 0
58009.38 | 0
58012.39 | 0
58015.4 | 0
58018.41 | 0
58021.42 | 0
58024.43 | 0
58027.44 | 0
58030.46 | 0
58033.47 | 0
58036.48 | 0
58039.49 | 0
58042.5 | 0
58045.51 | 0
58048.53 | 0
58051.54 | 0
58054.55 | 0
58057.56 | 0
58060.57 | 0
58063.58 | 0
58066.6 | 0
58069.61 | 0
58072.62 | 0
58075.63 | 0
58078.64 | 0
58081.65 | 0
58084.67 | 0
58087.68 | 0
58090.69 | 0
58093.7 | 0
58096.71 | 0
58099.72 | 0
58102.73 | 0
58105.75 | 0
58108.76 | 0
58111.77 | 0
58114.78 | 0
58117.79 | 0
58120.8 | 0
58123.82 | 0
58126.83 | 0
58129.84 | 0
58132.85 | 0
58135.86 | 0
58138.87 | 0
58141.89 | 0
58144.9 | 0
58147.91 | 0
58150.92 | 0
58153.93 | 0
58156.94 | 0
58159.96 | 0
58162.97 | 0
58165.98 | 0
58168.99 | 0
58172 | 0
58175.01 | 0
58178.02 | 0
58181.04 | 0
58184.05 | 0
58187.06 | 0
58190.07 | 0
58193.08 | 0
58196.09 | 0
58199.11 | 0
58202.12 | 0
58205.13 | 0
58208.14 | 0
58211.15 | 0
58214.16 | 0
58217.18 | 0
58220.19 | 0
58223.2 | 0
58226.21 | 0
58229.22 | 0
58232.23 | 0
58235.24 | 0
58238.26 | 0
58241.27 | 0
58244.28 | 0
58247.29 | 0
58250.3 | 0
58253.31 | 0
58256.33 | 0
58259.34 | 0
58262.35 | 0
58265.36 | 0
58268.37 | 0
58271.38 | 0
58274.4 | 0
58277.41 | 0
58280.42 | 0
58283.43 | 0
58286.44 | 0
58289.45 | 0
58292.47 | 0
58295.48 | 0
58298.49 | 0
58301.5 | 0
58304.51 | 0
58307.52 | 0
58310.53 | 0
58313.55 | 0
58316.56 | 0
58319.57 | 0
58322.58 | 0
58325.59 | 0
58328.6 | 0
58331.62 | 0
58334.63 | 0
58337.64 | 0
58340.65 | 0
58343.66 | 0
58346.67 | 0
58349.69 | 0
58352.7 | 0
58355.71 | 0
58358.72 | 0
58361.73 | 0
58364.74 | 0
58367.76 | 0
58370.77 | 0
58373.78 | 0
58376.79 | 0
58379.8 | 0
58382.81 | 0
58385.82 | 0
58388.84 | 0
58391.85 | 0
58394.86 | 0
58397.87 | 0
58400.88 | 0
58403.89 | 0
58406.91 | 0
58409.92 | 0
58412.93 | 0
58415.94 | 0
58418.95 | 0
58421.96 | 0
58424.98 | 0
58427.99 | 0
58431 | 0
58434.01 | 0
58437.02 | 0
58440.03 | 0
58443.05 | 0
58446.06 | 0
58449.07 | 0
58452.08 | 0
58455.09 | 0
58458.1 | 0
58461.11 | 0
58464.13 | 0
58467.14 | 0
58470.15 | 0
58473.16 | 0
58476.17 | 0
58479.18 | 0
58482.2 | 0
58485.21 | 0
58488.22 | 0
58491.23 | 0
58494.24 | 0
58497.25 | 0
58500.27 | 0
58503.28 | 0
58506.29 | 0
58509.3 | 0
58512.31 | 0
58515.32 | 0
58518.34 | 0
58521.35 | 0
58524.36 | 0
58527.37 | 0
58530.38 | 0
58533.39 | 0
58536.4 | 0
58539.42 | 0
58542.43 | 0
58545.44 | 0
58548.45 | 0
58551.46 | 0
58554.47 | 0
58557.49 | 0
58560.5 | 0
58563.51 | 0
58566.52 | 0
58569.53 | 0
58572.54 | 0
58575.56 | 0
58578.57 | 0
58581.58 | 0
58584.59 | 0
58587.6 | 0
58590.61 | 0
58593.63 | 0
58596.64 | 0
58599.65 | 0
58602.66 | 0
58605.67 | 0
58608.68 | 0
58611.69 | 0
58614.71 | 0
58617.72 | 0
58620.73 | 0
58623.74 | 0
58626.75 | 0
58629.76 | 0
58632.78 | 0
58635.79 | 0
58638.8 | 0
58641.81 | 0
58644.82 | 0
58647.83 | 0
58650.85 | 0
58653.86 | 0
58656.87 | 0
58659.88 | 0
58662.89 | 0
58665.9 | 0
58668.91 | 0
58671.93 | 0
58674.94 | 0
58677.95 | 0
58680.96 | 0
58683.97 | 0
58686.98 | 0
58690 | 0
58693.01 | 0
58696.02 | 0
58699.03 | 0
58702.04 | 0
58705.05 | 0
58708.07 | 0
58711.08 | 0
58714.09 | 0
58717.1 | 0
58720.11 | 0
58723.12 | 0
58726.14 | 0
58729.15 | 0
58732.16 | 0
58735.17 | 0
58738.18 | 0
58741.19 | 0
58744.2 | 0
58747.22 | 0
58750.23 | 0
58753.24 | 0
58756.25 | 0
58759.26 | 0
58762.27 | 0
58765.29 | 0
58768.3 | 0
58771.31 | 0
58774.32 | 0
58777.33 | 0
58780.34 | 0
58783.36 | 0
58786.37 | 0
58789.38 | 0
58792.39 | 0
58795.4 | 0
58798.41 | 0
58801.43 | 0
58804.44 | 0
58807.45 | 0
58810.46 | 0
58813.47 | 0
58816.48 | 0
58819.49 | 0
58822.51 | 0
58825.52 | 0
58828.53 | 0
58831.54 | 0
58834.55 | 0
58837.56 | 0
58840.58 | 0
58843.59 | 0
58846.6 | 0
58849.61 | 0
58852.62 | 0
58855.63 | 0
58858.65 | 0
58861.66 | 0
58864.67 | 0
58867.68 | 0
58870.69 | 0
58873.7 | 0
58876.72 | 0
58879.73 | 0
58882.74 | 0
58885.75 | 0
58888.76 | 0
58891.77 | 0
58894.78 | 0
58897.8 | 0
58900.81 | 0
58903.82 | 0
58906.83 | 0
58909.84 | 0
58912.85 | 0
58915.87 | 0
58918.88 | 0
58921.89 | 0
58924.9 | 0
58927.91 | 0
58930.92 | 0
58933.94 | 0
58936.95 | 0
58939.96 | 0
58942.97 | 0
58945.98 | 0
58948.99 | 0
58952.01 | 0
58955.02 | 0
58958.03 | 0
58961.04 | 0
58964.05 | 0
58967.06 | 0
58970.07 | 0
58973.09 | 0
58976.1 | 0
58979.11 | 0
58982.12 | 0
58985.13 | 0
58988.14 | 0
58991.16 | 0
58994.17 | 0
58997.18 | 0
59000.19 | 0
59003.2 | 0
59006.21 | 0
59009.23 | 0
59012.24 | 0
59015.25 | 0
59018.26 | 0
59021.27 | 0
59024.28 | 0
59027.29 | 0
59030.31 | 0
59033.32 | 0
59036.33 | 0
59039.34 | 0
59042.35 | 0
59045.36 | 0
59048.38 | 0
59051.39 | 0
59054.4 | 0
59057.41 | 0
59060.42 | 0
59063.43 | 0
59066.45 | 0
59069.46 | 0
59072.47 | 0
59075.48 | 0
59078.49 | 0
59081.5 | 0
59084.52 | 0
59087.53 | 0
59090.54 | 0
59093.55 | 0
59096.56 | 0
59099.57 | 0
59102.58 | 0
59105.6 | 0
59108.61 | 0
59111.62 | 0
59114.63 | 0
59117.64 | 0
59120.65 | 0
59123.67 | 0
59126.68 | 0
59129.69 | 0
59132.7 | 0
59135.71 | 0
59138.72 | 0
59141.74 | 0
59144.75 | 0
59147.76 | 0
59150.77 | 0
59153.78 | 0
59156.79 | 0
59159.81 | 0
59162.82 | 0
59165.83 | 0
59168.84 | 0
59171.85 | 0
59174.86 | 0
59177.87 | 0
59180.89 | 0
59183.9 | 0
59186.91 | 0
59189.92 | 0
59192.93 | 0
59195.94 | 0
59198.96 | 0
59201.97 | 0
59204.98 | 0
59207.99 | 0
59211 | 0
59214.01 | 0
59217.03 | 0
59220.04 | 0
59223.05 | 0
59226.06 | 0
59229.07 | 0
59232.08 | 0
59235.1 | 0
59238.11 | 0
59241.12 | 0
59244.13 | 0
59247.14 | 0
59250.15 | 0
59253.16 | 0
59256.18 | 0
59259.19 | 0
59262.2 | 0
59265.21 | 0
59268.22 | 0
59271.23 | 0
59274.25 | 0
59277.26 | 0
59280.27 | 0
59283.28 | 0
59286.29 | 0
59289.3 | 0
59292.32 | 0
59295.33 | 0
59298.34 | 0
59301.35 | 0
59304.36 | 0
59307.37 | 0
59310.39 | 0
59313.4 | 0
59316.41 | 0
59319.42 | 0
59322.43 | 0
59325.44 | 0
59328.45 | 0
59331.47 | 0
59334.48 | 0
59337.49 | 0
59340.5 | 0
59343.51 | 0
59346.52 | 0
59349.54 | 0
59352.55 | 0
59355.56 | 0
59358.57 | 0
59361.58 | 0
59364.59 | 0
59367.61 | 0
59370.62 | 0
59373.63 | 0
59376.64 | 0
59379.65 | 0
59382.66 | 0
59385.67 | 0
59388.69 | 0
59391.7 | 0
59394.71 | 0
59397.72 | 0
59400.73 | 0
59403.74 | 0
59406.76 | 0
59409.77 | 0
59412.78 | 0
59415.79 | 0
59418.8 | 0
59421.81 | 0
59424.83 | 0
59427.84 | 0
59430.85 | 0
59433.86 | 0
59436.87 | 0
59439.88 | 0
59442.9 | 0
59445.91 | 0
59448.92 | 0
59451.93 | 0
59454.94 | 0
59457.95 | 0
59460.96 | 0
59463.98 | 0
59466.99 | 0
59470 | 0
59473.01 | 0
59476.02 | 0
59479.03 | 0
59482.05 | 0
59485.06 | 0
59488.07 | 0
59491.08 | 0
59494.09 | 0
59497.1 | 0
59500.12 | 0
59503.13 | 0
59506.14 | 0
59509.15 | 0
59512.16 | 0
59515.17 | 0
59518.19 | 0
59521.2 | 0
59524.21 | 0
59527.22 | 0
59530.23 | 0
59533.24 | 0
59536.25 | 0
59539.27 | 0
59542.28 | 0
59545.29 | 0
59548.3 | 0
59551.31 | 0
59554.32 | 0
59557.34 | 0
59560.35 | 0
59563.36 | 0
59566.37 | 0
59569.38 | 0
59572.39 | 0
59575.41 | 0
59578.42 | 0
59581.43 | 0
59584.44 | 0
59587.45 | 0
59590.46 | 0
59593.48 | 0
59596.49 | 0
59599.5 | 0
59602.51 | 0
59605.52 | 0
59608.53 | 0
59611.54 | 0
59614.56 | 0
59617.57 | 0
59620.58 | 0
59623.59 | 0
59626.6 | 0
59629.61 | 0
59632.63 | 0
59635.64 | 0
59638.65 | 0
59641.66 | 0
59644.67 | 0
59647.68 | 0
59650.7 | 0
59653.71 | 0
59656.72 | 0
59659.73 | 0
59662.74 | 0
59665.75 | 0
59668.77 | 0
59671.78 | 0
59674.79 | 0
59677.8 | 0
59680.81 | 0
59683.82 | 0
59686.83 | 0
59689.85 | 0
59692.86 | 0
59695.87 | 0
59698.88 | 0
59701.89 | 0
59704.9 | 0
59707.92 | 0
59710.93 | 0
59713.94 | 0
59716.95 | 0
59719.96 | 0
59722.97 | 0
59725.99 | 0
59729 | 0
59732.01 | 0
59735.02 | 0
59738.03 | 0
59741.04 | 0
59744.05 | 0
59747.07 | 0
59750.08 | 0
59753.09 | 0
59756.1 | 0
59759.11 | 0
59762.12 | 0
59765.14 | 0
59768.15 | 0
59771.16 | 0
59774.17 | 0
59777.18 | 0
59780.19 | 0
59783.21 | 0
59786.22 | 0
59789.23 | 0
59792.24 | 0
59795.25 | 0
59798.26 | 0
59801.28 | 0
59804.29 | 0
59807.3 | 0
59810.31 | 0
59813.32 | 0
59816.33 | 0
59819.34 | 0
59822.36 | 0
59825.37 | 0
59828.38 | 0
59831.39 | 0
59834.4 | 0
59837.41 | 0
59840.43 | 0
59843.44 | 0
59846.45 | 0
59849.46 | 0
59852.47 | 0
59855.48 | 0
59858.5 | 0
59861.51 | 0
59864.52 | 0
59867.53 | 0
59870.54 | 0
59873.55 | 0
59876.57 | 0
59879.58 | 0
59882.59 | 0
59885.6 | 0
59888.61 | 0
59891.62 | 0
59894.63 | 0
59897.65 | 0
59900.66 | 0
59903.67 | 0
59906.68 | 0
59909.69 | 0
59912.7 | 0
59915.72 | 0
59918.73 | 0
59921.74 | 0
59924.75 | 0
59927.76 | 0
59930.77 | 0
59933.79 | 0
59936.8 | 0
59939.81 | 0
59942.82 | 0
59945.83 | 0
59948.84 | 0
59951.86 | 0
59954.87 | 0
59957.88 | 0
59960.89 | 0
59963.9 | 0
59966.91 | 0
59969.92 | 0
59972.94 | 0
59975.95 | 0
59978.96 | 0
59981.97 | 0
59984.98 | 0
59987.99 | 0
59991.01 | 0
59994.02 | 0
59997.03 | 0
60000.04 | 0
60003.05 | -0.2
60006.06 | -0.37
60009.08 | -0.36
60012.09 | -0.01
60015.1 | 0.13
60018.11 | -0.19
60021.12 | -0.22
60024.13 | -0.14
60027.15 | -0.02
60030.16 | -0.11
60033.17 | -0.06
60036.18 | 0
60039.19 | -0.2
60042.2 | -0.21
60045.21 | -0.26
60048.23 | -0.05
60051.24 | -0.1
60054.25 | -0.05
60057.26 | 0.14
60060.27 | 0.1
60063.28 | 0.09
60066.3 | 0.1
60069.31 | 0.23
60072.32 | 0.09
60075.33 | -0.08
60078.34 | -0.26
60081.35 | -0.07
60084.37 | 0.1
60087.38 | -0.11
60090.39 | -0.18
60093.4 | 0.18
60096.41 | 0.16
60099.42 | 0
60102.43 | -0.05
60105.45 | -0.28
60108.46 | 0.03
60111.47 | 0.2
60114.48 | 0.21
60117.49 | 0.06
60120.5 | -0.12
60123.52 | -0.09
60126.53 | -0.04
60129.54 | 0.01
60132.55 | 0.17
60135.56 | -0.19
60138.57 | -0.45
60141.59 | -0.09
60144.6 | 0.33
60147.61 | 0.31
60150.62 | 0.04
60153.63 | -0.09
60156.64 | -0.26
60159.66 | -0.17
60162.67 | -0.07
60165.68 | -0.05
60168.69 | -0.04
60171.7 | -0.12
60174.71 | -0.26
60177.72 | -0.3
60180.74 | -0.11
60183.75 | -0.25
60186.76 | -0.1
60189.77 | 0.01
60192.78 | 0.03
60195.79 | -0.04
60198.81 | -0.25
60201.82 | -0.09
60204.83 | 0.01
60207.84 | -0.05
60210.85 | -0.02
60213.86 | 0.24
60216.88 | 0.07
60219.89 | 0.1
60222.9 | 0
60225.91 | 0
60228.92 | 0.18
60231.93 | -0.03
60234.95 | -0.14
60237.96 | -0.23
60240.97 | -0.09
60243.98 | -0.19
60246.99 | -0.03
60250 | -0.18
60253.01 | -0.2
60256.03 | -0.07
60259.04 | -0.04
60262.05 | -0.12
60265.06 | -0.05
60268.07 | -0.08
60271.08 | 0.06
60274.1 | -0.11
60277.11 | -0.13
60280.12 | 0.01
60283.13 | -0.15
60286.14 | -0.06
60289.15 | -0.05
60292.17 | -0.05
60295.18 | 0.08
60298.19 | 0.23
60301.2 | 0
60304.21 | 0.12
60307.22 | 0.25
60310.24 | -0.06
60313.25 | -0.06
60316.26 | 0.12
60319.27 | 0.14
60322.28 | -0.19
60325.29 | 0.03
60328.3 | 0.02
60331.32 | -0.03
60334.33 | -0.24
60337.34 | -0.34
60340.35 | -0.14
60343.36 | 0.1
60346.37 | 0.25
60349.39 | 0.14
60352.4 | -0.11
60355.41 | -0.03
60358.42 | 0.06
60361.43 | -0.02
60364.44 | -0.2
60367.46 | -0.29
60370.47 | -0.11
60373.48 | -0.19
60376.49 | -0.12
60379.5 | -0.08
60382.51 | -0.02
60385.53 | -0.2
60388.54 | -0.29
60391.55 | -0.29
60394.56 | -0.35
60397.57 | -0.36
60400.58 | -0.22
60403.59 | 0.03
60406.61 | -0.01
60409.62 | -0.18
60412.63 | -0.18
60415.64 | -0.12
60418.65 | -0.25
60421.66 | -0.2
60424.68 | 0.18
60427.69 | 0.16
60430.7 | -0.24
60433.71 | 0.03
60436.72 | -0.07
60439.73 | -0.2
60442.75 | -0.17
60445.76 | -0.04
60448.77 | 0.18
60451.78 | 0.41
60454.79 | 0.25
60457.8 | 0.2
60460.81 | 0.12
60463.83 | 0.02
60466.84 | 0.27
60469.85 | 0.33
60472.86 | 0.05
60475.87 | -0.07
60478.88 | -0.09
60481.9 | -0.18
60484.91 | 0.11
60487.92 | 0.08
60490.93 | 0.01
60493.94 | -0.03
60496.95 | -0.11
60499.97 | 0.11
60502.98 | 0.3
60505.99 | 0.2
60509 | -0.03
60512.01 | -0.16
60515.02 | -0.05
60518.04 | 0.12
60521.05 | 0.12
60524.06 | 0.21
60527.07 | 0.14
60530.08 | -0.34
60533.09 | -0.33
60536.1 | -0.22
60539.12 | -0.05
60542.13 | 0.23
60545.14 | 0.03
60548.15 | -0.17
60551.16 | -0.07
60554.17 | 0.07
60557.19 | -0.08
60560.2 | -0.08
60563.21 | -0.15
60566.22 | -0.04
60569.23 | 0.04
60572.24 | 0.01
60575.26 | -0.02
60578.27 | -0.28
60581.28 | -0.37
60584.29 | -0.23
60587.3 | -0.05
60590.31 | -0.11
60593.33 | -0.11
60596.34 | -0.02
60599.35 | -0.11
60602.36 | -0.22
60605.37 | -0.17
60608.38 | -0.23
60611.39 | -0.6
60614.41 | -0.42
60617.42 | -0.16
60620.43 | -0.24
60623.44 | 0.04
60626.45 | 0.27
60629.46 | 0.16
60632.48 | 0
60635.49 | -0.23
60638.5 | -0.05
60641.51 | 0.1
60644.52 | 0.14
60647.53 | -0.15
60650.55 | -0.27
60653.56 | -0.18
60656.57 | -0.2
60659.58 | 0
60662.59 | -0.03
60665.6 | -0.13
60668.62 | -0.31
60671.63 | -0.33
60674.64 | -0.3
60677.65 | -0.06
60680.66 | -0.12
60683.67 | -0.26
60686.68 | -0.24
60689.7 | -0.33
60692.71 | -0.46
60695.72 | -0.28
60698.73 | -0.26
60701.74 | -0.01
60704.75 | 0.06
60707.77 | -0.27
60710.78 | -0.38
60713.79 | -0.18
60716.8 | 0.11
60719.81 | 0.09
60722.82 | -0.09
60725.84 | -0.19
60728.85 | -0.11
60731.86 | 0.16
60734.87 | 0.13
60737.88 | -0.16
60740.89 | -0.35
60743.91 | -0.27
60746.92 | -0.08
60749.93 | -0.21
60752.94 | -0.21
60755.95 | -0.12
60758.96 | -0.09
60761.97 | -0.21
60764.99 | -0.42
60768 | -0.4
60771.01 | -0.5
60774.02 | -0.47
60777.03 | -0.08
60780.04 | 0.04
60783.06 | 0.08
60786.07 | -0.23
60789.08 | -0.41
60792.09 | -0.19
60795.1 | -0.32
60798.11 | -0.32
60801.13 | -0.22
60804.14 | -0.24
60807.15 | -0.19
60810.16 | -0.23
60813.17 | -0.3
60816.18 | -0.27
60819.19 | -0.24
60822.21 | -0.12
60825.22 | 0.04
60828.23 | 0.11
60831.24 | 0.05
60834.25 | 0.17
60837.26 | -0.06
60840.28 | -0.08
60843.29 | 0.09
60846.3 | -0.17
60849.31 | -0.06
60852.32 | -0.03
60855.33 | -0.13
60858.35 | -0.4
60861.36 | -0.27
60864.37 | -0.08
60867.38 | 0.04
60870.39 | -0.15
60873.4 | -0.24
60876.42 | -0.49
60879.43 | -0.27
60882.44 | -0.05
60885.45 | -0.02
60888.46 | -0.27
60891.47 | -0.43
60894.48 | -0.24
60897.5 | -0.26
60900.51 | 0.02
60903.52 | 0.01
60906.53 | -0.23
60909.54 | 0.12
60912.55 | 0.26
60915.57 | -0.28
60918.58 | -0.39
60921.59 | -0.35
60924.6 | -0.57
60927.61 | -0.17
60930.62 | -0.14
60933.64 | -0.29
60936.65 | -0.09
60939.66 | -0.36
60942.67 | -0.28
60945.68 | -0.16
60948.69 | -0.25
60951.71 | -0.32
60954.72 | -0.24
60957.73 | -0.33
60960.74 | -0.36
60963.75 | -0.29
60966.76 | -0.22
60969.77 | -0.24
60972.79 | -0.16
60975.8 | -0.14
60978.81 | -0.15
60981.82 | -0.37
60984.83 | -0.48
60987.84 | -0.51
60990.86 | -0.3
60993.87 | -0.24
60996.88 | -0.33
60999.89 | -0.35
61002.9 | -0.08
61005.91 | -0.12
61008.93 | -0.22
61011.94 | -0.03
61014.95 | -0.23
61017.96 | -0.17
61020.97 | 0.02
61023.98 | 0.08
61027 | -0.08
61030.01 | -0.39
61033.02 | -0.43
61036.03 | -0.35
61039.04 | -0.3
61042.05 | -0.37
61045.06 | -0.17
61048.08 | -0.13
61051.09 | 0
61054.1 | -0.14
61057.11 | -0.14
61060.12 | -0.08
61063.13 | -0.26
61066.15 | -0.54
61069.16 | -0.61
61072.17 | -0.43
61075.18 | -0.19
61078.19 | 0.01
61081.2 | 0.19
61084.22 | 0.11
61087.23 | -0.23
61090.24 | -0.12
61093.25 | -0.08
61096.26 | -0.17
61099.27 | -0.07
61102.29 | -0.25
61105.3 | -0.37
61108.31 | -0.23
61111.32 | -0.27
61114.33 | -0.36
61117.34 | -0.09
61120.35 | -0.11
61123.37 | -0.3
61126.38 | -0.3
61129.39 | -0.27
61132.4 | -0.17
61135.41 | -0.15
61138.42 | -0.36
61141.44 | -0.36
61144.45 | -0.15
61147.46 | -0.09
61150.47 | -0.18
61153.48 | -0.33
61156.49 | -0.36
61159.51 | -0.39
61162.52 | -0.29
61165.53 | -0.14
61168.54 | -0.23
61171.55 | -0.29
61174.56 | -0.08
61177.57 | -0.02
61180.59 | -0.13
61183.6 | -0.41
61186.61 | -0.21
61189.62 | -0.08
61192.63 | -0.22
61195.64 | -0.39
61198.66 | -0.45
61201.67 | -0.32
61204.68 | -0.21
61207.69 | -0.45
61210.7 | -0.29
61213.71 | -0.29
61216.73 | -0.42
61219.74 | -0.02
61222.75 | -0.05
61225.76 | -0.23
61228.77 | -0.28
61231.78 | -0.21
61234.8 | -0.33
61237.81 | -0.36
61240.82 | -0.14
61243.83 | -0.34
61246.84 | -0.74
61249.85 | -0.41
61252.86 | -0.59
61255.88 | -0.41
61258.89 | -0.19
61261.9 | -0.12
61264.91 | -0.17
61267.92 | 0.02
61270.93 | -0.37
61273.95 | -0.63
61276.96 | -0.55
61279.97 | -0.4
61282.98 | -0.36
61285.99 | -0.48
61289 | -0.43
61292.02 | -0.34
61295.03 | -0.18
61298.04 | -0.16
61301.05 | -0.34
61304.06 | -0.13
61307.07 | -0.24
61310.09 | -0.31
61313.1 | -0.16
61316.11 | -0.11
61319.12 | -0.02
61322.13 | -0.27
61325.14 | -0.38
61328.15 | -0.25
61331.17 | -0.44
61334.18 | -0.39
61337.19 | -0.34
61340.2 | -0.3
61343.21 | -0.47
61346.22 | -0.54
61349.24 | -0.34
61352.25 | -0.29
61355.26 | -0.29
61358.27 | -0.07
61361.28 | -0.22
61364.29 | 0.02
61367.31 | -0.05
61370.32 | -0.37
61373.33 | -0.07
61376.34 | -0.24
61379.35 | -0.15
61382.36 | -0.41
61385.38 | -0.5
61388.39 | -0.22
61391.4 | -0.31
61394.41 | -0.07
61397.42 | -0.39
61400.43 | -0.4
61403.44 | -0.19
61406.46 | -0.17
61409.47 | -0.14
61412.48 | -0.07
61415.49 | -0.35
61418.5 | -0.3
61421.51 | -0.06
61424.53 | 0.17
61427.54 | -0.01
61430.55 | -0.13
61433.56 | -0.02
61436.57 | -0.17
61439.58 | -0.35
61442.6 | -0.16
61445.61 | -0.19
61448.62 | -0.53
61451.63 | -0.31
61454.64 | -0.07
61457.65 | -0.22
61460.67 | -0.3
61463.68 | -0.03
61466.69 | -0.3
61469.7 | -0.35
61472.71 | -0.03
61475.72 | -0.16
61478.73 | -0.46
61481.75 | -0.21
61484.76 | -0.23
61487.77 | -0.42
61490.78 | -0.13
61493.79 | -0.11
61496.8 | -0.35
61499.82 | -0.23
61502.83 | -0.11
61505.84 | -0.07
61508.85 | -0.24
61511.86 | 0.03
61514.87 | -0.03
61517.89 | -0.08
61520.9 | -0.22
61523.91 | -0.16
61526.92 | -0.22
61529.93 | -0.18
61532.94 | -0.16
61535.95 | -0.31
61538.97 | -0.25
61541.98 | -0.24
61544.99 | -0.05
61548 | -0.1
61551.01 | -0.07
61554.02 | -0.21
61557.04 | -0.26
61560.05 | -0.36
61563.06 | -0.29
61566.07 | -0.13
61569.08 | -0.11
61572.09 | -0.24
61575.11 | -0.53
61578.12 | -0.46
61581.13 | -0.2
61584.14 | -0.17
61587.15 | -0.23
61590.16 | -0.27
61593.18 | -0.54
61596.19 | -0.28
61599.2 | -0.31
61602.21 | -0.38
61605.22 | -0.42
61608.23 | -0.26
61611.24 | -0.18
61614.26 | -0.18
61617.27 | -0.24
61620.28 | -0.35
61623.29 | -0.22
61626.3 | -0.28
61629.31 | -0.39
61632.33 | -0.54
61635.34 | -0.46
61638.35 | -0.21
61641.36 | -0.37
61644.37 | -0.49
61647.38 | -0.42
61650.4 | -0.37
61653.41 | -0.33
61656.42 | -0.42
61659.43 | -0.33
61662.44 | -0.29
61665.45 | -0.51
61668.47 | -0.34
61671.48 | -0.44
61674.49 | -0.69
61677.5 | -0.64
61680.51 | -0.32
61683.52 | -0.07
61686.53 | -0.14
61689.55 | -0.15
61692.56 | -0.26
61695.57 | -0.14
61698.58 | 0.1
61701.59 | -0.05
61704.6 | -0.25
61707.62 | -0.27
61710.63 | -0.41
61713.64 | -0.25
61716.65 | -0.18
61719.66 | -0.32
61722.67 | -0.19
61725.69 | -0.43
61728.7 | -0.57
61731.71 | -0.55
61734.72 | -0.57
61737.73 | -0.12
61740.74 | 0
61743.76 | -0.42
61746.77 | -0.35
61749.78 | -0.03
61752.79 | -0.05
61755.8 | -0.35
61758.81 | -0.33
61761.82 | -0.42
61764.84 | -0.44
61767.85 | -0.23
61770.86 | -0.29
61773.87 | -0.24
61776.88 | -0.06
61779.89 | -0.33
61782.91 | -0.48
61785.92 | -0.08
61788.93 | -0.06
61791.94 | -0.08
61794.95 | -0.27
61797.96 | -0.6
61800.98 | -0.66
61803.99 | -0.64
61807 | -0.27
61810.01 | -0.51
61813.02 | -0.7
61816.03 | -0.23
61819.05 | -0.25
61822.06 | -0.46
61825.07 | -0.32
61828.08 | -0.51
61831.09 | -0.38
61834.1 | -0.18
61837.11 | -0.06
61840.13 | -0.17
61843.14 | -0.43
61846.15 | -0.47
61849.16 | -0.57
61852.17 | -0.61
61855.18 | -0.35
61858.2 | -0.45
61861.21 | -0.51
61864.22 | -0.73
61867.23 | -0.66
61870.24 | -0.5
61873.25 | -0.3
61876.27 | -0.15
61879.28 | -0.29
61882.29 | -0.48
61885.3 | -0.52
61888.31 | -0.44
61891.32 | -0.44
61894.33 | -0.14
61897.35 | -0.31
61900.36 | -0.5
61903.37 | -0.56
61906.38 | -0.53
61909.39 | -0.52
61912.4 | -0.53
61915.42 | -0.41
61918.43 | -0.3
61921.44 | -0.13
61924.45 | -0.33
61927.46 | -0.49
61930.47 | -0.45
61933.49 | -0.38
61936.5 | -0.13
61939.51 | -0.18
61942.52 | -0.61
61945.53 | -0.4
61948.54 | -0.27
61951.56 | -0.52
61954.57 | -0.77
61957.58 | -0.93
61960.59 | -0.6
61963.6 | -0.32
61966.61 | -0.17
61969.62 | -0.23
61972.64 | -0.27
61975.65 | -0.52
61978.66 | -0.52
61981.67 | -0.36
61984.68 | -0.12
61987.69 | -0.17
61990.71 | -0.37
61993.72 | -0.27
61996.73 | -0.04
61999.74 | -0.29
62002.75 | -0.25
62005.76 | -0.44
62008.78 | -0.41
62011.79 | -0.5
62014.8 | -0.55
62017.81 | -0.25
62020.82 | -0.41
62023.83 | -0.43
62026.85 | -0.54
62029.86 | -0.31
62032.87 | -0.45
62035.88 | -0.43
62038.89 | -0.36
62041.9 | -0.3
62044.91 | -0.11
62047.93 | -0.24
62050.94 | -0.29
62053.95 | -0.25
62056.96 | -0.35
62059.97 | -0.47
62062.98 | -0.28
62066 | -0.19
62069.01 | -0.28
62072.02 | -0.61
62075.03 | -0.51
62078.04 | -0.34
62081.05 | -0.33
62084.07 | -0.48
62087.08 | -0.63
62090.09 | -0.66
62093.1 | -0.48
62096.11 | -0.35
62099.12 | -0.44
62102.14 | -0.63
62105.15 | -0.68
62108.16 | -0.4
62111.17 | -0.38
62114.18 | -0.73
62117.19 | -0.66
62120.2 | -0.31
62123.22 | -0.34
62126.23 | -0.44
62129.24 | -0.36
62132.25 | -0.45
62135.26 | -0.56
62138.27 | -0.54
62141.29 | -0.54
62144.3 | -0.76
62147.31 | -0.43
62150.32 | -0.27
62153.33 | -0.6
62156.34 | -0.78
62159.36 | -0.44
62162.37 | -0.44
62165.38 | -0.54
62168.39 | -0.65
62171.4 | -0.74
62174.41 | -0.41
62177.43 | -0.17
62180.44 | -0.05
62183.45 | -0.16
62186.46 | -0.44
62189.47 | -0.54
62192.48 | -0.49
62195.49 | -0.72
62198.51 | -0.64
62201.52 | -0.44
62204.53 | -0.41
62207.54 | -0.34
62210.55 | -0.18
62213.56 | -0.16
62216.58 | -0.52
62219.59 | -0.57
62222.6 | -0.45
62225.61 | -0.44
62228.62 | -0.85
62231.63 | -0.9
62234.65 | -0.65
62237.66 | -0.5
62240.67 | -0.49
62243.68 | -0.44
62246.69 | -0.53
62249.7 | -0.72
62252.71 | -0.52
62255.73 | -0.68
62258.74 | -0.67
62261.75 | -0.44
62264.76 | -0.43
62267.77 | -0.5
62270.78 | -0.53
62273.8 | -0.58
62276.81 | -0.66
62279.82 | -0.57
62282.83 | -0.31
62285.84 | -0.35
62288.85 | -0.38
62291.87 | -0.62
62294.88 | -0.49
62297.89 | -0.57
62300.9 | -0.6
62303.91 | -0.63
62306.92 | -0.38
62309.94 | -0.28
62312.95 | -0.11
62315.96 | -0.21
62318.97 | -0.37
62321.98 | -0.3
62324.99 | -0.42
62328 | -0.61
62331.02 | -0.65
62334.03 | -0.66
62337.04 | -0.78
62340.05 | -0.94
62343.06 | -0.6
62346.07 | -0.65
62349.09 | -0.75
62352.1 | -0.74
62355.11 | -0.77
62358.12 | -0.69
62361.13 | -0.48
62364.14 | -0.24
62367.16 | -0.27
62370.17 | -0.54
62373.18 | -0.54
62376.19 | -0.44
62379.2 | -0.39
62382.21 | -0.66
62385.23 | -0.83
62388.24 | -0.56
62391.25 | -0.36
62394.26 | -0.45
62397.27 | -0.44
62400.28 | -0.37
62403.29 | -0.57
62406.31 | -0.75
62409.32 | -0.53
62412.33 | -0.32
62415.34 | -0.36
62418.35 | -0.55
62421.36 | -0.34
62424.38 | -0.5
62427.39 | -0.58
62430.4 | -0.46
62433.41 | -0.37
62436.42 | -0.41
62439.43 | -0.52
62442.45 | -0.62
62445.46 | -0.46
62448.47 | -0.52
62451.48 | -0.51
62454.49 | -0.39
62457.5 | -0.27
62460.52 | -0.33
62463.53 | -0.37
62466.54 | -0.33
62469.55 | -0.27
62472.56 | -0.26
62475.57 | -0.32
62478.58 | -0.62
62481.6 | -0.58
62484.61 | -0.33
62487.62 | -0.31
62490.63 | -0.63
62493.64 | -0.54
62496.65 | -0.4
62499.67 | -0.3
62502.68 | -0.36
62505.69 | -0.45
62508.7 | -0.51
62511.71 | -0.62
62514.72 | -0.52
62517.74 | -0.57
62520.75 | -0.62
62523.76 | -0.54
62526.77 | -0.48
62529.78 | -0.51
62532.79 | -0.33
62535.81 | 0.04
62538.82 | -0.18
62541.83 | -0.47
62544.84 | -0.49
62547.85 | -0.31
62550.86 | -0.4
62553.87 | -0.73
62556.89 | -0.72
62559.9 | -0.46
62562.91 | -0.43
62565.92 | -0.62
62568.93 | -0.67
62571.94 | -0.51
62574.96 | -0.47
62577.97 | -0.45
62580.98 | -0.65
62583.99 | -0.63
62587 | -0.62
62590.01 | -0.64
62593.03 | -0.4
62596.04 | -0.64
62599.05 | -0.66
62602.06 | -0.65
62605.07 | -0.35
62608.08 | -0.32
62611.09 | -0.56
62614.11 | -0.44
62617.12 | -0.28
62620.13 | -0.42
62623.14 | -0.62
62626.15 | -0.56
62629.16 | -0.67
62632.18 | -0.87
62635.19 | -0.9
62638.2 | -0.6
62641.21 | -0.69
62644.22 | -0.8
62647.23 | -0.58
62650.25 | -0.46
62653.26 | -0.39
62656.27 | -0.5
62659.28 | -0.55
62662.29 | -0.66
62665.3 | -0.43
62668.32 | -0.08
62671.33 | -0.18
62674.34 | -0.41
62677.35 | -0.66
62680.36 | -0.74
62683.37 | -0.65
62686.38 | -0.51
62689.4 | -0.5
62692.41 | -0.55
62695.42 | -0.8
62698.43 | -0.9
62701.44 | -0.5
62704.45 | -0.65
62707.47 | -0.88
62710.48 | -0.59
62713.49 | -0.44
62716.5 | -0.49
62719.51 | -0.57
62722.52 | -0.53
62725.54 | -0.49
62728.55 | -0.57
62731.56 | -0.69
62734.57 | -0.65
62737.58 | -0.83
62740.59 | -0.76
62743.61 | -0.81
62746.62 | -0.55
62749.63 | -0.55
62752.64 | -0.64
62755.65 | -0.66
62758.66 | -0.61
62761.67 | -0.66
62764.69 | -0.61
62767.7 | -0.66
62770.71 | -0.76
62773.72 | -0.69
62776.73 | -0.51
62779.74 | -0.52
62782.76 | -0.29
62785.77 | -0.37
62788.78 | -0.7
62791.79 | -0.73
62794.8 | -0.78
62797.81 | -0.59
62800.83 | -0.45
62803.84 | -0.44
62806.85 | -0.6
62809.86 | -0.65
62812.87 | -0.5
62815.88 | -0.43
62818.9 | -0.68
62821.91 | -0.62
62824.92 | -0.6
62827.93 | -0.41
62830.94 | -0.39
62833.95 | -0.33
62836.96 | -0.49
62839.98 | -0.69
62842.99 | -0.69
62846 | -0.62
62849.01 | -0.51
62852.02 | -0.75
62855.03 | -0.87
62858.05 | -0.76
62861.06 | -0.34
62864.07 | -0.51
62867.08 | -0.54
62870.09 | -0.47
62873.1 | -0.45
62876.12 | -0.53
62879.13 | -0.76
62882.14 | -0.83
62885.15 | -1
62888.16 | -0.94
62891.17 | -0.53
62894.19 | -0.59
62897.2 | -0.45
62900.21 | -0.6
62903.22 | -0.69
62906.23 | -0.64
62909.24 | -0.57
62912.25 | -0.64
62915.27 | -0.62
62918.28 | -0.56
62921.29 | -0.76
62924.3 | -0.76
62927.31 | -0.66
62930.32 | -0.59
62933.34 | -0.57
62936.35 | -0.46
62939.36 | -0.7
62942.37 | -0.72
62945.38 | -0.67
62948.39 | -0.8
62951.41 | -0.84
62954.42 | -0.38
62957.43 | -0.25
62960.44 | -0.42
62963.45 | -0.69
62966.46 | -0.56
62969.47 | -0.45
62972.49 | -0.6
62975.5 | -0.74
62978.51 | -0.73
62981.52 | -0.68
62984.53 | -0.74
62987.54 | -0.79
62990.56 | -0.73
62993.57 | -0.72
62996.58 | -0.67
62999.59 | -0.8
63002.6 | -0.9
63005.61 | -0.75
63008.63 | -0.63
63011.64 | -0.68
63014.65 | -0.81
63017.66 | -0.66
63020.67 | -0.64
63023.68 | -0.62
63026.7 | -0.6
63029.71 | -0.61
63032.72 | -0.68
63035.73 | -0.56
63038.74 | -0.59
63041.75 | -0.59
63044.76 | -0.64
63047.78 | -0.77
63050.79 | -0.59
63053.8 | -0.61
63056.81 | -0.81
63059.82 | -0.92
63062.83 | -0.93
63065.85 | -1.03
63068.86 | -0.57
63071.87 | -0.52
63074.88 | -0.89
63077.89 | -0.66
63080.9 | -0.61
63083.92 | -0.53
63086.93 | -0.65
63089.94 | -0.83
63092.95 | -0.68
63095.96 | -0.55
63098.97 | -0.74
63101.99 | -0.91
63105 | -0.78
63108.01 | -0.61
63111.02 | -0.7
63114.03 | -0.6
63117.04 | -0.64
63120.05 | -0.5
63123.07 | -0.71
63126.08 | -0.75
63129.09 | -0.64
63132.1 | -0.59
63135.11 | -0.78
63138.12 | -0.97
63141.14 | -0.65
63144.15 | -0.57
63147.16 | -0.51
63150.17 | -0.43
63153.18 | -0.71
63156.19 | -0.68
63159.21 | -0.56
63162.22 | -0.53
63165.23 | -0.58
63168.24 | -0.49
63171.25 | -0.47
63174.26 | -0.52
63177.28 | -0.55
63180.29 | -0.48
63183.3 | -0.46
63186.31 | -0.73
63189.32 | -0.67
63192.33 | -0.81
63195.34 | -0.74
63198.36 | -0.84
63201.37 | -0.97
63204.38 | -1.02
63207.39 | -1.01
63210.4 | -0.86
63213.41 | -0.69
63216.43 | -0.74
63219.44 | -0.79
63222.45 | -0.67
63225.46 | -0.69
63228.47 | -0.65
63231.48 | -0.51
63234.5 | -0.36
63237.51 | -0.51
63240.52 | -0.77
63243.53 | -0.85
63246.54 | -0.64
63249.55 | -0.85
63252.57 | -0.75
63255.58 | -0.76
63258.59 | -0.5
63261.6 | -0.5
63264.61 | -0.77
63267.62 | -0.75
63270.63 | -0.7
63273.65 | -0.71
63276.66 | -0.52
63279.67 | -0.61
63282.68 | -0.82
63285.69 | -1.08
63288.7 | -1.02
63291.72 | -0.96
63294.73 | -0.78
63297.74 | -0.56
63300.75 | -0.6
63303.76 | -0.86
63306.77 | -0.81
63309.79 | -0.87
63312.8 | -0.92
63315.81 | -0.75
63318.82 | -1.03
63321.83 | -1.06
63324.84 | -1.04
63327.85 | -0.82
63330.87 | -0.52
63333.88 | -0.81
63336.89 | -0.78
63339.9 | -0.7
63342.91 | -0.49
63345.92 | -0.69
63348.94 | -0.75
63351.95 | -0.67
63354.96 | -0.92
63357.97 | -0.88
63360.98 | -0.87
63363.99 | -0.85
63367.01 | -0.54
63370.02 | -0.66
63373.03 | -0.73
63376.04 | -0.94
63379.05 | -1.01
63382.06 | -0.81
63385.08 | -0.86
63388.09 | -0.83
63391.1 | -0.74
63394.11 | -0.77
63397.12 | -0.97
63400.13 | -0.92
63403.14 | -0.62
63406.16 | -0.63
63409.17 | -0.86
63412.18 | -0.86
63415.19 | -0.97
63418.2 | -0.95
63421.21 | -0.82
63424.23 | -1.06
63427.24 | -0.94
63430.25 | -0.68
63433.26 | -0.7
63436.27 | -0.87
63439.28 | -0.88
63442.3 | -0.75
63445.31 | -0.8
63448.32 | -1.08
63451.33 | -0.87
63454.34 | -0.74
63457.35 | -0.67
63460.37 | -0.68
63463.38 | -0.82
63466.39 | -0.83
63469.4 | -0.57
63472.41 | -0.64
63475.42 | -0.65
63478.43 | -0.69
63481.45 | -0.79
63484.46 | -0.67
63487.47 | -0.63
63490.48 | -0.68
63493.49 | -0.78
63496.5 | -0.88
63499.52 | -0.78
63502.53 | -0.98
63505.54 | -1.02
63508.55 | -0.95
63511.56 | -0.59
63514.57 | -0.72
63517.59 | -0.8
63520.6 | -0.61
63523.61 | -0.96
63526.62 | -0.82
63529.63 | -0.69
63532.64 | -0.73
63535.66 | -0.7
63538.67 | -0.58
63541.68 | -0.61
63544.69 | -0.64
63547.7 | -0.74
63550.71 | -0.59
63553.72 | -0.82
63556.74 | -1.01
63559.75 | -1.08
63562.76 | -1.12
63565.77 | -0.9
63568.78 | -0.64
63571.79 | -0.87
63574.81 | -1.11
63577.82 | -0.93
63580.83 | -0.78
63583.84 | -0.88
63586.85 | -0.83
63589.86 | -0.71
63592.88 | -0.79
63595.89 | -0.77
63598.9 | -0.82
63601.91 | -1.02
63604.92 | -0.94
63607.93 | -0.78
63610.95 | -1.02
63613.96 | -1.16
63616.97 | -1.14
63619.98 | -0.87
63622.99 | -0.8
63626 | -0.93
63629.01 | -0.93
63632.03 | -0.98
63635.04 | -0.99
63638.05 | -0.94
63641.06 | -0.93
63644.07 | -0.65
63647.08 | -0.6
63650.1 | -0.73
63653.11 | -0.9
63656.12 | -0.72
63659.13 | -0.86
63662.14 | -0.96
63665.15 | -0.87
63668.17 | -0.69
63671.18 | -0.71
63674.19 | -0.81
63677.2 | -0.96
63680.21 | -0.82
63683.22 | -0.96
63686.23 | -1.05
63689.25 | -1.12
63692.26 | -1.19
63695.27 | -0.93
63698.28 | -0.83
63701.29 | -0.93
63704.3 | -1.01
63707.32 | -0.9
63710.33 | -0.54
63713.34 | -0.66
63716.35 | -0.76
63719.36 | -0.68
63722.37 | -0.65
63725.39 | -0.82
63728.4 | -0.83
63731.41 | -0.69
63734.42 | -0.6
63737.43 | -0.95
63740.44 | -0.99
63743.46 | -0.9
63746.47 | -0.8
63749.48 | -0.68
63752.49 | -0.81
63755.5 | -0.78
63758.51 | -0.79
63761.52 | -0.89
63764.54 | -0.84
63767.55 | -0.83
63770.56 | -0.72
63773.57 | -0.75
63776.58 | -0.8
63779.59 | -1.03
63782.61 | -1.06
63785.62 | -1.05
63788.63 | -0.96
63791.64 | -0.84
63794.65 | -0.66
63797.66 | -1.06
63800.68 | -1.03
63803.69 | -0.9
63806.7 | -0.79
63809.71 | -0.79
63812.72 | -0.83
63815.73 | -0.99
63818.75 | -1.03
63821.76 | -0.85
63824.77 | -0.92
63827.78 | -0.87
63830.79 | -0.93
63833.8 | -1.13
63836.81 | -0.93
63839.83 | -0.82
63842.84 | -0.94
63845.85 | -1.02
63848.86 | -1.17
63851.87 | -0.98
63854.88 | -0.95
63857.9 | -1.07
63860.91 | -1
63863.92 | -0.99
63866.93 | -1.26
63869.94 | -1.06
63872.95 | -0.9
63875.97 | -0.97
63878.98 | -0.94
63881.99 | -0.85
63885 | -0.83
63888.01 | -0.87
63891.02 | -0.92
63894.04 | -0.79
63897.05 | -0.62
63900.06 | -0.66
63903.07 | -0.93
63906.08 | -1.03
63909.09 | -1.08
63912.1 | -1.25
63915.12 | -1.23
63918.13 | -1.18
63921.14 | -1.25
63924.15 | -0.97
63927.16 | -0.74
63930.17 | -0.88
63933.19 | -0.85
63936.2 | -1.31
63939.21 | -1.24
63942.22 | -1.2
63945.23 | -1.13
63948.24 | -0.93
63951.26 | -0.78
63954.27 | -1.11
63957.28 | -0.98
63960.29 | -0.86
63963.3 | -1.06
63966.31 | -1.09
63969.33 | -0.95
63972.34 | -0.91
63975.35 | -0.89
63978.36 | -0.86
63981.37 | -0.91
63984.38 | -0.96
63987.39 | -1.06
63990.41 | -1.07
63993.42 | -1.22
63996.43 | -0.95
63999.44 | -0.68
64002.45 | -0.99
64005.46 | -0.95
64008.48 | -1.15
64011.49 | -1.31
64014.5 | -1.4
64017.51 | -1.25
64020.52 | -1.03
64023.53 | -1.06
64026.55 | -1.06
64029.56 | -1.09
64032.57 | -1.03
64035.58 | -1.01
64038.59 | -0.88
64041.6 | -0.77
64044.61 | -1.04
64047.63 | -1.35
64050.64 | -1.14
64053.65 | -0.77
64056.66 | -0.99
64059.67 | -1.36
64062.68 | -1.29
64065.7 | -1.19
64068.71 | -1.05
64071.72 | -1.07
64074.73 | -0.92
64077.74 | -0.81
64080.75 | -1.11
64083.77 | -1.01
64086.78 | -0.73
64089.79 | -0.77
64092.8 | -0.93
64095.81 | -1.08
64098.82 | -0.95
64101.84 | -1.03
64104.85 | -1.16
64107.86 | -1.11
64110.87 | -0.96
64113.88 | -1.02
64116.89 | -1.17
64119.9 | -1.09
64122.92 | -1.2
64125.93 | -1.01
64128.94 | -0.92
64131.95 | -0.96
64134.96 | -0.85
64137.97 | -0.93
64140.99 | -1.19
64144 | -1.1
64147.01 | -1.04
64150.02 | -1.1
64153.03 | -1.18
64156.04 | -0.97
64159.06 | -1.07
64162.07 | -1.06
64165.08 | -0.84
64168.09 | -0.93
64171.1 | -1.05
64174.11 | -1.07
64177.13 | -0.82
64180.14 | -0.92
64183.15 | -0.97
64186.16 | -0.96
64189.17 | -0.98
64192.18 | -1.12
64195.19 | -1.15
64198.21 | -0.89
64201.22 | -0.98
64204.23 | -0.99
64207.24 | -0.94
64210.25 | -1.11
64213.26 | -1.14
64216.28 | -0.91
64219.29 | -0.93
64222.3 | -1.28
64225.31 | -1.09
64228.32 | -1.05
64231.33 | -0.99
64234.35 | -1.11
64237.36 | -1.13
64240.37 | -1.02
64243.38 | -0.99
64246.39 | -0.88
64249.4 | -1.03
64252.42 | -1.01
64255.43 | -0.98
64258.44 | -1.03
64261.45 | -1.02
64264.46 | -1.14
64267.47 | -1.13
64270.48 | -0.96
64273.5 | -0.97
64276.51 | -1.2
64279.52 | -1.14
64282.53 | -0.94
64285.54 | -1.05
64288.55 | -1.04
64291.57 | -1.04
64294.58 | -1.16
64297.59 | -1.11
64300.6 | -0.66
64303.61 | -0.86
64306.62 | -1.09
64309.64 | -0.95
64312.65 | -0.98
64315.66 | -1.17
64318.67 | -1.05
64321.68 | -0.87
64324.69 | -0.89
64327.71 | -1.01
64330.72 | -1.14
64333.73 | -1.14
64336.74 | -0.98
64339.75 | -0.97
64342.76 | -1.08
64345.77 | -1.21
64348.79 | -0.86
64351.8 | -0.8
64354.81 | -0.91
64357.82 | -1.31
64360.83 | -1.2
64363.84 | -1.18
64366.86 | -1.26
64369.87 | -0.94
64372.88 | -0.98
64375.89 | -1.21
64378.9 | -0.92
64381.91 | -1.08
64384.93 | -1.09
64387.94 | -1.36
64390.95 | -1.41
64393.96 | -1.23
64396.97 | -1.29
64399.98 | -1.27
64402.99 | -1.16
64406.01 | -1.06
64409.02 | -1.15
64412.03 | -0.95
64415.04 | -0.95
64418.05 | -1.17
64421.06 | -1.32
64424.08 | -1.13
64427.09 | -1.23
64430.1 | -1.29
64433.11 | -0.88
64436.12 | -0.76
64439.13 | -1.11
64442.15 | -1.13
64445.16 | -1.05
64448.17 | -1.02
64451.18 | -1.01
64454.19 | -1.11
64457.2 | -1.12
64460.22 | -1.16
64463.23 | -1.13
64466.24 | -0.94
64469.25 | -1.02
64472.26 | -1.2
64475.27 | -0.99
64478.28 | -1.08
64481.3 | -1.16
64484.31 | -1.12
64487.32 | -1.09
64490.33 | -1.07
64493.34 | -0.96
64496.35 | -1.18
64499.37 | -1.24
64502.38 | -1.35
64505.39 | -1.19
64508.4 | -1.21
64511.41 | -1.37
64514.42 | -1.47
64517.44 | -1.19
64520.45 | -1.18
64523.46 | -1.38
64526.47 | -1.29
64529.48 | -1
64532.49 | -1.08
64535.51 | -1.22
64538.52 | -1.47
64541.53 | -1.29
64544.54 | -1.18
64547.55 | -1.22
64550.56 | -1.35
64553.57 | -1.41
64556.59 | -1.31
64559.6 | -1.18
64562.61 | -1.4
64565.62 | -1.39
64568.63 | -1.04
64571.64 | -1.04
64574.66 | -1.04
64577.67 | -1.08
64580.68 | -1.17
64583.69 | -1.19
64586.7 | -1.28
64589.71 | -0.93
64592.73 | -0.78
64595.74 | -1.13
64598.75 | -1.41
64601.76 | -1.38
64604.77 | -1.09
64607.78 | -1.02
64610.8 | -0.98
64613.81 | -1.09
64616.82 | -1.26
64619.83 | -1.25
64622.84 | -1.43
64625.85 | -1.28
64628.86 | -1.16
64631.88 | -1
64634.89 | -1.08
64637.9 | -1.16
64640.91 | -1.33
64643.92 | -1.52
64646.93 | -1.38
64649.95 | -1.16
64652.96 | -1.38
64655.97 | -1.58
64658.98 | -1.38
64661.99 | -1.06
64665 | -1.09
64668.02 | -1.31
64671.03 | -1.36
64674.04 | -1.29
64677.05 | -1.16
64680.06 | -1.28
64683.07 | -1.33
64686.09 | -1.32
64689.1 | -1.36
64692.11 | -1.34
64695.12 | -1.22
64698.13 | -0.87
64701.14 | -1.06
64704.15 | -1.25
64707.17 | -1.32
64710.18 | -1.45
64713.19 | -1.31
64716.2 | -1.15
64719.21 | -1.16
64722.22 | -1.17
64725.24 | -1.33
64728.25 | -1.18
64731.26 | -1.2
64734.27 | -1.26
64737.28 | -1.39
64740.29 | -1.67
64743.31 | -1.26
64746.32 | -1.14
64749.33 | -1.32
64752.34 | -1.34
64755.35 | -1.3
64758.36 | -1.09
64761.38 | -1.12
64764.39 | -1.12
64767.4 | -1.22
64770.41 | -1.18
64773.42 | -1.06
64776.43 | -1.21
64779.44 | -1.45
64782.46 | -1.12
64785.47 | -1.19
64788.48 | -1.24
64791.49 | -1.19
64794.5 | -1.44
64797.51 | -1.1
64800.53 | -0.95
64803.54 | -1.08
64806.55 | -1.04
64809.56 | -1.24
64812.57 | -1.26
64815.58 | -1.24
64818.6 | -1.03
64821.61 | -1.24
64824.62 | -1.38
64827.63 | -1.19
64830.64 | -1.23
64833.65 | -1.07
64836.66 | -1.21
64839.68 | -1.32
64842.69 | -1.26
64845.7 | -1.29
64848.71 | -1.01
64851.72 | -1
64854.73 | -1.29
64857.75 | -1.26
64860.76 | -1.33
64863.77 | -1.33
64866.78 | -1.29
64869.79 | -1.38
64872.8 | -1.34
64875.82 | -1.55
64878.83 | -1.3
64881.84 | -1.16
64884.85 | -1.02
64887.86 | -1.1
64890.87 | -1.31
64893.89 | -1.33
64896.9 | -1.24
64899.91 | -1.21
64902.92 | -1.24
64905.93 | -1.26
64908.94 | -1.11
64911.95 | -1.2
64914.97 | -1.41
64917.98 | -1.22
64920.99 | -1.12
64924 | -1.29
64927.01 | -1.43
64930.02 | -1.45
64933.04 | -1.5
64936.05 | -1.3
64939.06 | -1.46
64942.07 | -1.3
64945.08 | -1.21
64948.09 | -1.29
64951.11 | -1.39
64954.12 | -1.25
64957.13 | -1.51
64960.14 | -1.49
64963.15 | -1.43
64966.16 | -1.49
64969.18 | -1.5
64972.19 | -1.53
64975.2 | -1.22
64978.21 | -1.31
64981.22 | -1.27
64984.23 | -1.29
64987.24 | -1.27
64990.26 | -1.29
64993.27 | -1.32
64996.28 | -1.48
64999.29 | -1.36
65002.3 | -1.47
65005.31 | -1.39
65008.33 | -1.2
65011.34 | -1.08
65014.35 | -1.36
65017.36 | -1.32
65020.37 | -1.38
65023.38 | -1.57
65026.4 | -1.45
65029.41 | -1.25
65032.42 | -1.21
65035.43 | -1.24
65038.44 | -1.15
65041.45 | -1.15
65044.47 | -1.53
65047.48 | -1.49
65050.49 | -1.47
65053.5 | -1.34
65056.51 | -1.23
65059.52 | -1.46
65062.53 | -1.4
65065.55 | -1.27
65068.56 | -1.15
65071.57 | -1.19
65074.58 | -1.3
65077.59 | -1.33
65080.6 | -1.4
65083.62 | -1.19
65086.63 | -1.02
65089.64 | -1.22
65092.65 | -1.55
65095.66 | -1.4
65098.67 | -1.22
65101.69 | -1.21
65104.7 | -1.26
65107.71 | -1.33
65110.72 | -1.37
65113.73 | -1.27
65116.74 | -1.17
65119.76 | -1.17
65122.77 | -1.46
65125.78 | -1.6
65128.79 | -1.32
65131.8 | -1.25
65134.81 | -1.25
65137.82 | -1.34
65140.84 | -1.16
65143.85 | -1.1
65146.86 | -1.25
65149.87 | -1.31
65152.88 | -1.18
65155.89 | -1.11
65158.91 | -1.22
65161.92 | -1.15
65164.93 | -1.1
65167.94 | -1.27
65170.95 | -1.41
65173.96 | -1.53
65176.98 | -1.16
65179.99 | -1.36
65183 | -1.49
65186.01 | -1.61
65189.02 | -1.37
65192.03 | -1.23
65195.04 | -1.77
65198.06 | -2.1
65201.07 | -1.79
65204.08 | -1.43
65207.09 | -1.46
65210.1 | -1.41
65213.11 | -1.36
65216.13 | -1.38
65219.14 | -1.5
65222.15 | -1.51
65225.16 | -1.58
65228.17 | -1.5
65231.18 | -1.4
65234.2 | -1.35
65237.21 | -1.34
65240.22 | -1.51
65243.23 | -1.62
65246.24 | -1.77
65249.25 | -1.48
65252.27 | -1.23
65255.28 | -1.21
65258.29 | -1.39
65261.3 | -1.59
65264.31 | -1.31
65267.32 | -1.46
65270.33 | -1.55
65273.35 | -1.49
65276.36 | -1.45
65279.37 | -1.46
65282.38 | -1.43
65285.39 | -1.31
65288.4 | -1.46
65291.42 | -1.59
65294.43 | -1.49
65297.44 | -1.32
65300.45 | -1.43
65303.46 | -1.51
65306.47 | -1.33
65309.49 | -1.44
65312.5 | -1.45
65315.51 | -1.36
65318.52 | -1.36
65321.53 | -1.29
65324.54 | -1.36
65327.56 | -1.33
65330.57 | -1.58
65333.58 | -1.82
65336.59 | -1.64
65339.6 | -1.79
65342.61 | -1.63
65345.62 | -1.6
65348.64 | -1.78
65351.65 | -1.6
65354.66 | -1.51
65357.67 | -1.49
65360.68 | -1.5
65363.69 | -1.56
65366.71 | -1.48
65369.72 | -1.58
65372.73 | -1.54
65375.74 | -1.47
65378.75 | -1.38
65381.76 | -1.46
65384.78 | -1.47
65387.79 | -1.42
65390.8 | -1.4
65393.81 | -1.55
65396.82 | -1.56
65399.83 | -1.58
65402.85 | -1.56
65405.86 | -1.38
65408.87 | -1.61
65411.88 | -1.56
65414.89 | -1.56
65417.9 | -1.47
65420.91 | -1.45
65423.93 | -1.38
65426.94 | -1.31
65429.95 | -1.31
65432.96 | -1.57
65435.97 | -1.63
65438.98 | -1.55
65442 | -1.61
65445.01 | -1.7
65448.02 | -1.52
65451.03 | -1.48
65454.04 | -1.51
65457.05 | -1.58
65460.07 | -1.67
65463.08 | -1.61
65466.09 | -1.41
65469.1 | -1.42
65472.11 | -1.6
65475.12 | -1.54
65478.14 | -1.49
65481.15 | -1.49
65484.16 | -1.44
65487.17 | -1.44
65490.18 | -1.3
65493.19 | -1.44
65496.2 | -1.47
65499.22 | -1.42
65502.23 | -1.46
65505.24 | -1.35
65508.25 | -1.46
65511.26 | -1.42
65514.27 | -1.5
65517.29 | -1.62
65520.3 | -1.6
65523.31 | -1.55
65526.32 | -1.73
65529.33 | -1.54
65532.34 | -1.48
65535.36 | -1.56
65538.37 | -1.43
65541.38 | -1.37
65544.39 | -1.61
65547.4 | -1.53
65550.41 | -1.43
65553.42 | -1.5
65556.44 | -1.37
65559.45 | -1.37
65562.46 | -1.48
65565.47 | -1.29
65568.48 | -1.44
65571.49 | -1.42
65574.51 | -1.52
65577.52 | -1.68
65580.53 | -1.64
65583.54 | -1.73
65586.55 | -1.59
65589.56 | -1.49
65592.58 | -1.49
65595.59 | -1.68
65598.6 | -1.56
65601.61 | -1.54
65604.62 | -1.39
65607.63 | -1.22
65610.65 | -1.22
65613.66 | -1.52
65616.67 | -1.74
65619.68 | -1.55
65622.69 | -1.57
65625.7 | -1.56
65628.71 | -1.52
65631.73 | -1.49
65634.74 | -1.53
65637.75 | -1.59
65640.76 | -1.57
65643.77 | -1.38
65646.78 | -1.37
65649.8 | -1.43
65652.81 | -1.49
65655.82 | -1.54
65658.83 | -1.75
65661.84 | -1.48
65664.85 | -1.25
65667.87 | -1.37
65670.88 | -1.4
65673.89 | -1.63
65676.9 | -1.51
65679.91 | -1.46
65682.92 | -1.42
65685.94 | -1.57
65688.95 | -1.61
65691.96 | -1.79
65694.97 | -1.65
65697.98 | -1.56
65700.99 | -1.47
65704 | -1.48
65707.02 | -1.74
65710.03 | -1.78
65713.04 | -1.71
65716.05 | -1.88
65719.06 | -1.83
65722.07 | -1.58
65725.09 | -1.66
65728.1 | -1.9
65731.11 | -1.72
65734.12 | -1.87
65737.13 | -1.9
65740.14 | -1.95
65743.16 | -1.83
65746.17 | -1.69
65749.18 | -1.61
65752.19 | -1.45
65755.2 | -1.64
65758.21 | -1.77
65761.23 | -1.74
65764.24 | -1.62
65767.25 | -1.48
65770.26 | -1.63
65773.27 | -1.89
65776.28 | -1.58
65779.29 | -1.69
65782.31 | -1.82
65785.32 | -1.63
65788.33 | -1.76
65791.34 | -1.67
65794.35 | -1.55
65797.36 | -1.63
65800.38 | -1.8
65803.39 | -1.82
65806.4 | -1.69
65809.41 | -1.56
65812.42 | -1.66
65815.43 | -1.87
65818.45 | -1.55
65821.46 | -1.46
65824.47 | -1.42
65827.48 | -1.45
65830.49 | -1.65
65833.5 | -1.83
65836.52 | -1.81
65839.53 | -1.74
65842.54 | -1.45
65845.55 | -1.47
65848.56 | -1.72
65851.57 | -1.72
65854.58 | -1.88
65857.6 | -1.92
65860.61 | -1.67
65863.62 | -1.72
65866.63 | -1.5
65869.64 | -1.51
65872.65 | -1.63
65875.67 | -1.79
65878.68 | -1.87
65881.69 | -2.02
65884.7 | -1.99
65887.71 | -1.79
65890.72 | -1.49
65893.74 | -1.62
65896.75 | -1.65
65899.76 | -1.77
65902.77 | -1.8
65905.78 | -1.82
65908.79 | -1.99
65911.8 | -1.98
65914.82 | -1.89
65917.83 | -1.71
65920.84 | -1.71
65923.85 | -1.73
65926.86 | -2.1
65929.87 | -1.92
65932.89 | -1.57
65935.9 | -1.61
65938.91 | -1.67
65941.92 | -1.7
65944.93 | -1.85
65947.94 | -1.65
65950.96 | -1.48
65953.97 | -1.82
65956.98 | -1.78
65959.99 | -1.63
65963 | -1.72
65966.01 | -1.85
65969.03 | -1.81
65972.04 | -1.89
65975.05 | -1.88
65978.06 | -1.64
65981.07 | -1.79
65984.08 | -1.86
65987.09 | -1.74
65990.11 | -1.98
65993.12 | -1.89
65996.13 | -1.67
65999.14 | -1.71
66002.15 | -1.73
66005.16 | -1.6
66008.18 | -1.69
66011.19 | -1.73
66014.2 | -1.71
66017.21 | -1.57
66020.22 | -1.51
66023.23 | -1.58
66026.25 | -1.84
66029.26 | -1.71
66032.27 | -1.53
66035.28 | -1.69
66038.29 | -1.71
66041.3 | -1.64
66044.32 | -1.68
66047.33 | -1.7
66050.34 | -1.68
66053.35 | -1.98
66056.36 | -1.82
66059.37 | -1.87
66062.38 | -1.94
66065.4 | -1.64
66068.41 | -1.79
66071.42 | -1.75
66074.43 | -1.72
66077.44 | -1.61
66080.45 | -1.88
66083.47 | -1.81
66086.48 | -1.93
66089.49 | -1.94
66092.5 | -1.67
66095.51 | -1.72
66098.52 | -2.06
66101.54 | -2.1
66104.55 | -1.97
66107.56 | -2
66110.57 | -2.01
66113.58 | -1.87
66116.59 | -1.73
66119.61 | -1.96
66122.62 | -1.76
66125.63 | -1.89
66128.64 | -1.88
66131.65 | -1.99
66134.66 | -1.91
66137.67 | -1.95
66140.69 | -1.86
66143.7 | -1.76
66146.71 | -1.75
66149.72 | -1.76
66152.73 | -1.85
66155.74 | -1.78
66158.76 | -1.72
66161.77 | -1.8
66164.78 | -2.01
66167.79 | -2
66170.8 | -1.85
66173.81 | -1.77
66176.83 | -1.78
66179.84 | -1.77
66182.85 | -1.55
66185.86 | -1.85
66188.87 | -2.01
66191.88 | -1.87
66194.9 | -1.76
66197.91 | -1.71
66200.92 | -1.77
66203.93 | -1.93
66206.94 | -1.96
66209.95 | -1.74
66212.96 | -1.79
66215.98 | -2.04
66218.99 | -2.05
66222 | -2.21
66225.01 | -2.08
66228.02 | -1.92
66231.03 | -1.87
66234.05 | -1.95
66237.06 | -2.06
66240.07 | -2.12
66243.08 | -2.14
66246.09 | -1.77
66249.1 | -1.7
66252.12 | -1.71
66255.13 | -1.8
66258.14 | -1.95
66261.15 | -2.1
66264.16 | -1.97
66267.17 | -1.98
66270.18 | -1.96
66273.2 | -1.74
66276.21 | -1.76
66279.22 | -1.88
66282.23 | -2.07
66285.24 | -1.82
66288.25 | -1.81
66291.27 | -1.78
66294.28 | -1.74
66297.29 | -2.08
66300.3 | -1.99
66303.31 | -1.8
66306.32 | -1.77
66309.34 | -1.84
66312.35 | -1.86
66315.36 | -2.01
66318.37 | -1.96
66321.38 | -1.66
66324.39 | -1.66
66327.41 | -1.81
66330.42 | -1.9
66333.43 | -2
66336.44 | -2.06
66339.45 | -2.02
66342.46 | -1.93
66345.47 | -1.58
66348.49 | -2.11
66351.5 | -2.35
66354.51 | -2.05
66357.52 | -1.95
66360.53 | -1.67
66363.54 | -1.75
66366.56 | -1.96
66369.57 | -2.01
66372.58 | -1.95
66375.59 | -1.79
66378.6 | -1.96
66381.61 | -2.14
66384.63 | -1.97
66387.64 | -2.17
66390.65 | -2.21
66393.66 | -1.96
66396.67 | -1.98
66399.68 | -2.01
66402.7 | -1.73
66405.71 | -1.6
66408.72 | -1.71
66411.73 | -2.11
66414.74 | -2.21
66417.75 | -2.18
66420.76 | -2.28
66423.78 | -2.21
66426.79 | -1.97
66429.8 | -2.01
66432.81 | -1.99
66435.82 | -2.08
66438.83 | -2
66441.85 | -1.81
66444.86 | -1.71
66447.87 | -1.82
66450.88 | -1.76
66453.89 | -1.78
66456.9 | -2
66459.92 | -2
66462.93 | -2.09
66465.94 | -1.81
66468.95 | -1.74
66471.96 | -1.87
66474.97 | -1.88
66477.99 | -2.01
66481 | -2.12
66484.01 | -1.88
66487.02 | -1.6
66490.03 | -1.63
66493.04 | -1.81
66496.05 | -1.94
66499.07 | -2.05
66502.08 | -2.12
66505.09 | -2.13
66508.1 | -2.04
66511.11 | -2.11
66514.12 | -1.98
66517.14 | -1.8
66520.15 | -1.74
66523.16 | -1.66
66526.17 | -1.68
66529.18 | -1.81
66532.19 | -2.08
66535.21 | -2.07
66538.22 | -1.91
66541.23 | -1.91
66544.24 | -1.79
66547.25 | -1.9
66550.26 | -2.27
66553.28 | -2.11
66556.29 | -2.01
66559.3 | -2.17
66562.31 | -2.13
66565.32 | -1.98
66568.33 | -1.71
66571.34 | -1.61
66574.36 | -1.98
66577.37 | -1.99
66580.38 | -1.96
66583.39 | -1.93
66586.4 | -1.83
66589.41 | -1.88
66592.43 | -2.01
66595.44 | -2.03
66598.45 | -2.35
66601.46 | -2.36
66604.47 | -2.09
66607.48 | -2
66610.5 | -1.98
66613.51 | -2.37
66616.52 | -2.23
66619.53 | -2.07
66622.54 | -1.88
66625.55 | -1.89
66628.56 | -2.38
66631.58 | -2.33
66634.59 | -2.12
66637.6 | -2.12
66640.61 | -1.83
66643.62 | -1.57
66646.63 | -1.82
66649.65 | -1.9
66652.66 | -1.99
66655.67 | -2.28
66658.68 | -2.2
66661.69 | -2.12
66664.7 | -2.09
66667.72 | -2.02
66670.73 | -1.89
66673.74 | -1.89
66676.75 | -1.85
66679.76 | -1.84
66682.77 | -1.84
66685.79 | -1.83
66688.8 | -2.13
66691.81 | -2.14
66694.82 | -2.26
66697.83 | -2.09
66700.84 | -1.94
66703.85 | -1.98
66706.87 | -2.28
66709.88 | -2.29
66712.89 | -2.36
66715.9 | -2.35
66718.91 | -2.2
66721.92 | -2.08
66724.94 | -2.21
66727.95 | -2.13
66730.96 | -2.02
66733.97 | -2
66736.98 | -1.97
66739.99 | -1.98
66743.01 | -1.97
66746.02 | -2.03
66749.03 | -2.18
66752.04 | -2.25
66755.05 | -2.16
66758.06 | -2.15
66761.08 | -2.47
66764.09 | -2.26
66767.1 | -1.85
66770.11 | -1.91
66773.12 | -2.13
66776.13 | -2.1
66779.14 | -2.1
66782.16 | -1.93
66785.17 | -1.81
66788.18 | -1.73
66791.19 | -1.84
66794.2 | -1.97
66797.21 | -2.26
66800.23 | -2.21
66803.24 | -1.97
66806.25 | -1.9
66809.26 | -2.07
66812.27 | -2.44
66815.28 | -2.33
66818.3 | -2.48
66821.31 | -2.46
66824.32 | -2.2
66827.33 | -2
66830.34 | -2.05
66833.35 | -2.11
66836.37 | -2.11
66839.38 | -2.13
66842.39 | -2.16
66845.4 | -2.35
66848.41 | -2.28
66851.42 | -1.94
66854.43 | -1.95
66857.45 | -1.99
66860.46 | -2.01
66863.47 | -2.11
66866.48 | -1.88
66869.49 | -1.93
66872.5 | -2.23
66875.52 | -2.01
66878.53 | -2.14
66881.54 | -2.13
66884.55 | -2.26
66887.56 | -2.31
66890.57 | -2.23
66893.59 | -2.27
66896.6 | -2.23
66899.61 | -2.18
66902.62 | -2.45
66905.63 | -1.99
66908.64 | -2.15
66911.66 | -2.18
66914.67 | -2.12
66917.68 | -2.17
66920.69 | -2.01
66923.7 | -1.84
66926.71 | -1.92
66929.72 | -2.1
66932.74 | -2.16
66935.75 | -2.38
66938.76 | -2.25
66941.77 | -2.29
66944.78 | -2.37
66947.79 | -2.6
66950.81 | -2.28
66953.82 | -2
66956.83 | -1.63
66959.84 | -1.81
66962.85 | -2.18
66965.86 | -2.3
66968.88 | -2.21
66971.89 | -2.05
66974.9 | -2.21
66977.91 | -1.99
66980.92 | -2.15
66983.93 | -2.19
66986.94 | -2.3
66989.96 | -2.22
66992.97 | -2.15
66995.98 | -2.06
66998.99 | -1.98
67002 | -2.03
67005.01 | -2.39
67008.03 | -2.34
67011.04 | -2.21
67014.05 | -2.12
67017.06 | -2.39
67020.07 | -2.47
67023.08 | -2.33
67026.1 | -2.23
67029.11 | -2.4
67032.12 | -2.55
67035.13 | -2.25
67038.14 | -2.1
67041.15 | -2
67044.17 | -2.07
67047.18 | -2.2
67050.19 | -2.21
67053.2 | -2.11
67056.21 | -2.12
67059.22 | -2.28
67062.23 | -2.29
67065.25 | -2.33
67068.26 | -2.32
67071.27 | -2.12
67074.28 | -2.14
67077.29 | -2.34
67080.3 | -2.44
67083.32 | -2.41
67086.33 | -2.23
67089.34 | -2.26
67092.35 | -2.31
67095.36 | -2.55
67098.37 | -2.38
67101.39 | -2.36
67104.4 | -2.21
67107.41 | -2.15
67110.42 | -2.14
67113.43 | -2.27
67116.44 | -2.49
67119.46 | -2.46
67122.47 | -2.29
67125.48 | -2.13
67128.49 | -2.2
67131.5 | -2.26
67134.51 | -2.24
67137.52 | -2.09
67140.54 | -1.94
67143.55 | -2.27
67146.56 | -2.48
67149.57 | -2.6
67152.58 | -2.66
67155.59 | -2.47
67158.61 | -2.23
67161.62 | -2.18
67164.63 | -2.07
67167.64 | -2.24
67170.65 | -2.36
67173.66 | -2.47
67176.68 | -2.51
67179.69 | -2.44
67182.7 | -2.19
67185.71 | -2.44
67188.72 | -2.45
67191.73 | -2.33
67194.75 | -2.51
67197.76 | -2.48
67200.77 | -2.4
67203.78 | -2.31
67206.79 | -2.16
67209.8 | -2.17
67212.81 | -2.19
67215.83 | -2.37
67218.84 | -2.66
67221.85 | -2.72
67224.86 | -2.27
67227.87 | -2.23
67230.88 | -2.22
67233.9 | -2.19
67236.91 | -2.3
67239.92 | -2.08
67242.93 | -2.42
67245.94 | -2.51
67248.95 | -2.58
67251.97 | -2.46
67254.98 | -2.04
67257.99 | -2.15
67261 | -2.5
67264.01 | -2.4
67267.02 | -2.51
67270.04 | -2.6
67273.05 | -2.42
67276.06 | -2.3
67279.07 | -2.23
67282.08 | -2.2
67285.09 | -2.36
67288.1 | -2.41
67291.12 | -2.65
67294.13 | -2.73
67297.14 | -2.48
67300.15 | -2.26
67303.16 | -2.28
67306.17 | -2.4
67309.19 | -2.17
67312.2 | -2.1
67315.21 | -2.42
67318.22 | -2.32
67321.23 | -2.16
67324.24 | -2.37
67327.26 | -2.29
67330.27 | -2.25
67333.28 | -2.42
67336.29 | -2.5
67339.3 | -2.5
67342.31 | -2.41
67345.32 | -2.26
67348.34 | -2.17
67351.35 | -2.23
67354.36 | -2.35
67357.37 | -2.28
67360.38 | -2.23
67363.39 | -2.21
67366.41 | -2.27
67369.42 | -2.23
67372.43 | -2.3
67375.44 | -2.36
67378.45 | -2.18
67381.46 | -2.1
67384.48 | -2.3
67387.49 | -2.51
67390.5 | -2.46
67393.51 | -2.5
67396.52 | -2.6
67399.53 | -2.56
67402.55 | -2.52
67405.56 | -2.41
67408.57 | -2.38
67411.58 | -2.2
67414.59 | -2.37
67417.6 | -2.3
67420.61 | -2.33
67423.63 | -2.29
67426.64 | -2.45
67429.65 | -2.37
67432.66 | -2.49
67435.67 | -2.65
67438.68 | -2.52
67441.7 | -2.31
67444.71 | -2.21
67447.72 | -2.37
67450.73 | -2.27
67453.74 | -2.2
67456.75 | -2.3
67459.77 | -2.5
67462.78 | -2.45
67465.79 | -2.45
67468.8 | -2.44
67471.81 | -2.64
67474.82 | -2.52
67477.84 | -2.63
67480.85 | -2.62
67483.86 | -2.38
67486.87 | -2.3
67489.88 | -2.27
67492.89 | -2.17
67495.9 | -2.67
67498.92 | -2.59
67501.93 | -2.27
67504.94 | -2.31
67507.95 | -2.2
67510.96 | -2.25
67513.97 | -2.43
67516.99 | -2.52
67520 | -2.66
67523.01 | -2.48
67526.02 | -2.43
67529.03 | -2.39
67532.04 | -2.54
67535.06 | -2.65
67538.07 | -2.7
67541.08 | -2.67
67544.09 | -2.51
67547.1 | -2.46
67550.11 | -2.19
67553.13 | -2.24
67556.14 | -2.5
67559.15 | -2.61
67562.16 | -2.62
67565.17 | -2.53
67568.18 | -2.35
67571.19 | -2.28
67574.21 | -2.2
67577.22 | -2.41
67580.23 | -2.3
67583.24 | -2.3
67586.25 | -2.5
67589.26 | -2.57
67592.28 | -2.51
67595.29 | -2.53
67598.3 | -2.39
67601.31 | -2.23
67604.32 | -2.17
67607.33 | -2.54
67610.35 | -2.6
67613.36 | -2.28
67616.37 | -2.47
67619.38 | -2.58
67622.39 | -2.7
67625.4 | -2.79
67628.42 | -2.83
67631.43 | -2.42
67634.44 | -2.36
67637.45 | -2.45
67640.46 | -2.36
67643.47 | -2.47
67646.48 | -2.47
67649.5 | -2.68
67652.51 | -2.62
67655.52 | -2.88
67658.53 | -2.61
67661.54 | -2.48
67664.55 | -2.46
67667.57 | -2.43
67670.58 | -2.55
67673.59 | -2.86
67676.6 | -2.61
67679.61 | -2.42
67682.62 | -2.57
67685.64 | -2.41
67688.65 | -2.31
67691.66 | -2.45
67694.67 | -2.77
67697.68 | -2.62
67700.69 | -2.37
67703.7 | -2.48
67706.72 | -2.55
67709.73 | -2.59
67712.74 | -2.62
67715.75 | -2.68
67718.76 | -2.62
67721.77 | -2.58
67724.79 | -2.64
67727.8 | -2.79
67730.81 | -2.77
67733.82 | -2.41
67736.83 | -2.36
67739.84 | -2.6
67742.86 | -2.46
67745.87 | -2.25
67748.88 | -2.28
67751.89 | -2.7
67754.9 | -2.68
67757.91 | -2.63
67760.93 | -2.75
67763.94 | -2.95
67766.95 | -2.83
67769.96 | -2.88
67772.97 | -2.8
67775.98 | -2.68
67778.99 | -2.75
67782.01 | -2.72
67785.02 | -2.83
67788.03 | -2.69
67791.04 | -2.53
67794.05 | -2.62
67797.06 | -2.72
67800.08 | -2.69
67803.09 | -2.5
67806.1 | -2.6
67809.11 | -2.7
67812.12 | -2.89
67815.13 | -2.93
67818.15 | -2.72
67821.16 | -2.69
67824.17 | -2.54
67827.18 | -2.6
67830.19 | -2.72
67833.2 | -2.64
67836.22 | -2.75
67839.23 | -2.67
67842.24 | -2.78
67845.25 | -2.92
67848.26 | -2.89
67851.27 | -2.61
67854.28 | -2.56
67857.3 | -2.79
67860.31 | -2.54
67863.32 | -2.36
67866.33 | -2.81
67869.34 | -2.75
67872.35 | -2.38
67875.37 | -2.71
67878.38 | -2.85
67881.39 | -2.58
67884.4 | -2.48
67887.41 | -2.63
67890.42 | -2.54
67893.44 | -2.84
67896.45 | -3.04
67899.46 | -2.66
67902.47 | -2.52
67905.48 | -2.89
67908.49 | -2.84
67911.51 | -2.92
67914.52 | -2.86
67917.53 | -2.69
67920.54 | -2.52
67923.55 | -2.86
67926.56 | -2.96
67929.57 | -2.81
67932.59 | -2.81
67935.6 | -2.94
67938.61 | -2.78
67941.62 | -2.69
67944.63 | -2.71
67947.64 | -2.61
67950.66 | -2.83
67953.67 | -2.71
67956.68 | -2.74
67959.69 | -2.77
67962.7 | -2.56
67965.71 | -2.64
67968.73 | -2.96
67971.74 | -3.08
67974.75 | -2.81
67977.76 | -2.7
67980.77 | -2.76
67983.78 | -2.71
67986.8 | -2.64
67989.81 | -2.64
67992.82 | -2.41
67995.83 | -2.6
67998.84 | -2.63
68001.85 | -2.6
68004.86 | -2.69
68007.88 | -2.94
68010.89 | -2.88
68013.9 | -2.7
68016.91 | -2.92
68019.92 | -2.98
68022.93 | -3.01
68025.95 | -2.76
68028.96 | -2.83
68031.97 | -3.11
68034.98 | -2.91
68037.99 | -2.67
68041 | -2.76
68044.02 | -2.6
68047.03 | -2.4
68050.04 | -2.42
68053.05 | -2.68
68056.06 | -2.58
68059.07 | -2.68
68062.08 | -2.72
68065.1 | -2.79
68068.11 | -2.88
68071.12 | -2.91
68074.13 | -2.87
68077.14 | -2.97
68080.15 | -2.5
68083.17 | -2.7
68086.18 | -2.58
68089.19 | -2.59
68092.2 | -2.65
68095.21 | -2.75
68098.22 | -3.03
68101.24 | -3.45
68104.25 | -3.36
68107.26 | -2.81
68110.27 | -2.71
68113.28 | -2.74
68116.29 | -2.7
68119.31 | -2.69
68122.32 | -2.83
68125.33 | -2.95
68128.34 | -2.95
68131.35 | -2.72
68134.36 | -2.76
68137.37 | -2.79
68140.39 | -2.87
68143.4 | -2.86
68146.41 | -2.83
68149.42 | -2.88
68152.43 | -2.71
68155.44 | -2.81
68158.46 | -2.99
68161.47 | -2.83
68164.48 | -2.77
68167.49 | -2.74
68170.5 | -2.58
68173.51 | -2.54
68176.53 | -2.89
68179.54 | -3.05
68182.55 | -2.86
68185.56 | -2.87
68188.57 | -3
68191.58 | -2.97
68194.6 | -3.03
68197.61 | -3
68200.62 | -3.03
68203.63 | -2.89
68206.64 | -3
68209.65 | -3.11
68212.66 | -2.73
68215.68 | -2.52
68218.69 | -2.75
68221.7 | -2.77
68224.71 | -2.86
68227.72 | -2.98
68230.73 | -2.94
68233.75 | -2.92
68236.76 | -2.81
68239.77 | -2.88
68242.78 | -2.97
68245.79 | -2.79
68248.8 | -2.67
68251.82 | -2.76
68254.83 | -2.82
68257.84 | -2.89
68260.85 | -2.82
68263.86 | -2.67
68266.87 | -2.79
68269.89 | -3.02
68272.9 | -3.06
68275.91 | -3.1
68278.92 | -3.05
68281.93 | -2.98
68284.94 | -2.75
68287.95 | -2.84
68290.97 | -3.17
68293.98 | -3.04
68296.99 | -3.12
68300 | -2.9
68303.01 | -2.88
68306.02 | -3.09
68309.04 | -3.09
68312.05 | -2.84
68315.06 | -2.92
68318.07 | -3.04
68321.08 | -3.1
68324.09 | -2.88
68327.11 | -2.72
68330.12 | -2.76
68333.13 | -2.85
68336.14 | -2.8
68339.15 | -2.72
68342.16 | -2.73
68345.18 | -2.87
68348.19 | -3.01
68351.2 | -2.98
68354.21 | -2.9
68357.22 | -2.86
68360.23 | -2.79
68363.24 | -2.95
68366.26 | -3.06
68369.27 | -3.05
68372.28 | -3.06
68375.29 | -3
68378.3 | -2.92
68381.31 | -3.14
68384.33 | -3.1
68387.34 | -3
68390.35 | -3.11
68393.36 | -2.94
68396.37 | -2.89
68399.38 | -2.95
68402.4 | -3.09
68405.41 | -3
68408.42 | -3.04
68411.43 | -2.98
68414.44 | -2.92
68417.45 | -2.9
68420.46 | -3.02
68423.48 | -2.91
68426.49 | -3
68429.5 | -3.1
68432.51 | -3.04
68435.52 | -2.97
68438.53 | -2.95
68441.55 | -2.95
68444.56 | -2.85
68447.57 | -2.85
68450.58 | -3.11
68453.59 | -3.09
68456.6 | -3.15
68459.62 | -2.84
68462.63 | -2.91
68465.64 | -2.93
68468.65 | -3.1
68471.66 | -3.21
68474.67 | -3.14
68477.69 | -3.2
68480.7 | -3.28
68483.71 | -3.16
68486.72 | -3.25
68489.73 | -3.19
68492.74 | -3.17
68495.75 | -3.19
68498.77 | -2.95
68501.78 | -2.64
68504.79 | -3.05
68507.8 | -3.08
68510.81 | -3.1
68513.82 | -3.23
68516.84 | -3.08
68519.85 | -3.02
68522.86 | -3
68525.87 | -3.15
68528.88 | -2.75
68531.89 | -2.74
68534.91 | -2.94
68537.92 | -3.06
68540.93 | -3.02
68543.94 | -2.78
68546.95 | -2.9
68549.96 | -2.81
68552.98 | -2.92
68555.99 | -3.06
68559 | -3.09
68562.01 | -3.09
68565.02 | -3.04
68568.03 | -2.77
68571.04 | -2.82
68574.06 | -2.86
68577.07 | -2.81
68580.08 | -3.01
68583.09 | -3.21
68586.1 | -2.9
68589.11 | -2.9
68592.13 | -2.98
68595.14 | -3.03
68598.15 | -3.03
68601.16 | -2.94
68604.17 | -3.04
68607.18 | -3.11
68610.2 | -3.42
68613.21 | -3.38
68616.22 | -3.14
68619.23 | -2.94
68622.24 | -3.1
68625.25 | -3.09
68628.27 | -2.98
68631.28 | -3.19
68634.29 | -3.13
68637.3 | -3.23
68640.31 | -3.05
68643.32 | -3.05
68646.33 | -3.1
68649.35 | -3.23
68652.36 | -3.41
68655.37 | -3.34
68658.38 | -3.6
68661.39 | -3.28
68664.4 | -3.35
68667.42 | -2.96
68670.43 | -2.99
68673.44 | -2.9
68676.45 | -3.04
68679.46 | -3.21
68682.47 | -2.95
68685.49 | -2.94
68688.5 | -3.31
68691.51 | -3.32
68694.52 | -3.01
68697.53 | -2.95
68700.54 | -2.89
68703.56 | -2.8
68706.57 | -3.14
68709.58 | -3.11
68712.59 | -3.12
68715.6 | -3.22
68718.61 | -3.31
68721.62 | -3.4
68724.64 | -2.99
68727.65 | -2.89
68730.66 | -3.04
68733.67 | -3.12
68736.68 | -3.44
68739.69 | -3.19
68742.71 | -3.15
68745.72 | -3.24
68748.73 | -3.19
68751.74 | -3.19
68754.75 | -3.36
68757.76 | -3.43
68760.78 | -3.35
68763.79 | -3.21
68766.8 | -3.15
68769.81 | -3.16
68772.82 | -3.18
68775.83 | -3.11
68778.84 | -3.24
68781.86 | -3.4
68784.87 | -3.35
68787.88 | -3.03
68790.89 | -3.21
68793.9 | -3.34
68796.91 | -3.31
68799.93 | -3.07
68802.94 | -2.99
68805.95 | -3.06
68808.96 | -3.22
68811.97 | -3.15
68814.98 | -3.31
68818 | -3.32
68821.01 | -3.19
68824.02 | -3.16
68827.03 | -3.22
68830.04 | -3.1
68833.05 | -3.38
68836.07 | -3.33
68839.08 | -3.02
68842.09 | -2.98
68845.1 | -3.29
68848.11 | -3.39
68851.12 | -3.21
68854.13 | -3.02
68857.15 | -3.06
68860.16 | -3.38
68863.17 | -3.45
68866.18 | -3.22
68869.19 | -3.42
68872.2 | -3.22
68875.22 | -3.23
68878.23 | -3.25
68881.24 | -3.14
68884.25 | -3.16
68887.26 | -3.17
68890.27 | -3.45
68893.29 | -3.36
68896.3 | -3.16
68899.31 | -3.25
68902.32 | -3.48
68905.33 | -3.53
68908.34 | -3.38
68911.36 | -3.4
68914.37 | -3.35
68917.38 | -3.39
68920.39 | -3.59
68923.4 | -3.42
68926.41 | -3.21
68929.42 | -3.23
68932.44 | -3.32
68935.45 | -3.19
68938.46 | -3.13
68941.47 | -3.45
68944.48 | -3.53
68947.49 | -3.44
68950.51 | -3.26
68953.52 | -3.25
68956.53 | -3.43
68959.54 | -3.31
68962.55 | -3.39
68965.56 | -3.26
68968.58 | -3.14
68971.59 | -3.5
68974.6 | -3.39
68977.61 | -3.29
68980.62 | -3.61
68983.63 | -3.47
68986.65 | -3.42
68989.66 | -3.36
68992.67 | -3.43
68995.68 | -3.66
68998.69 | -3.62
69001.7 | -3.27
69004.71 | -3.27
69007.73 | -3.34
69010.74 | -3.16
69013.75 | -3.11
69016.76 | -3.28
69019.77 | -3.67
69022.78 | -3.43
69025.8 | -3.22
69028.81 | -3.43
69031.82 | -3.54
69034.83 | -3.43
69037.84 | -3.58
69040.85 | -3.35
69043.87 | -3.28
69046.88 | -3.26
69049.89 | -3.37
69052.9 | -3.48
69055.91 | -3.6
69058.92 | -3.75
69061.94 | -3.69
69064.95 | -3.63
69067.96 | -3.41
69070.97 | -3.41
69073.98 | -3.4
69076.99 | -3.49
69080 | -3.46
69083.02 | -3.24
69086.03 | -3.28
69089.04 | -3.09
69092.05 | -3.04
69095.06 | -3.12
69098.07 | -3.35
69101.09 | -3.27
69104.1 | -3.53
69107.11 | -3.72
69110.12 | -3.52
69113.13 | -3.36
69116.14 | -3.29
69119.16 | -3.41
69122.17 | -3.52
69125.18 | -3.66
69128.19 | -3.59
69131.2 | -3.35
69134.21 | -3.35
69137.22 | -3.32
69140.24 | -3.47
69143.25 | -3.79
69146.26 | -3.47
69149.27 | -3.21
69152.28 | -3.29
69155.29 | -3.24
69158.31 | -3.29
69161.32 | -3.33
69164.33 | -3.76
69167.34 | -3.93
69170.35 | -3.41
69173.36 | -3.45
69176.38 | -3.48
69179.39 | -3.34
69182.4 | -3.51
69185.41 | -3.49
69188.42 | -3.35
69191.43 | -3.33
69194.45 | -3.15
69197.46 | -3.31
69200.47 | -3.47
69203.48 | -3.35
69206.49 | -3.79
69209.5 | -3.75
69212.51 | -3.48
69215.53 | -3.49
69218.54 | -3.5
69221.55 | -3.56
69224.56 | -3.51
69227.57 | -3.49
69230.58 | -3.68
69233.6 | -3.73
69236.61 | -3.75
69239.62 | -3.84
69242.63 | -3.51
69245.64 | -3.5
69248.65 | -3.71
69251.67 | -3.62
69254.68 | -3.48
69257.69 | -3.35
69260.7 | -3.61
69263.71 | -3.47
69266.72 | -3.23
69269.74 | -3.2
69272.75 | -3.35
69275.76 | -3.47
69278.77 | -3.46
69281.78 | -3.42
69284.79 | -3.58
69287.8 | -3.61
69290.82 | -3.69
69293.83 | -3.8
69296.84 | -3.37
69299.85 | -3.12
69302.86 | -3.53
69305.87 | -3.59
69308.89 | -3.48
69311.9 | -3.67
69314.91 | -3.98
69317.92 | -3.76
69320.93 | -3.72
69323.94 | -3.7
69326.96 | -3.57
69329.97 | -3.55
69332.98 | -3.53
69335.99 | -3.63
69339 | -3.6
69342.01 | -3.55
69345.03 | -3.54
69348.04 | -3.54
69351.05 | -3.69
69354.06 | -3.76
69357.07 | -3.7
69360.08 | -3.56
69363.09 | -3.5
69366.11 | -3.65
69369.12 | -3.57
69372.13 | -3.47
69375.14 | -3.45
69378.15 | -3.35
69381.16 | -3.43
69384.18 | -3.48
69387.19 | -3.53
69390.2 | -3.39
69393.21 | -3.57
69396.22 | -3.66
69399.23 | -3.61
69402.25 | -3.53
69405.26 | -3.61
69408.27 | -3.87
69411.28 | -3.69
69414.29 | -3.48
69417.3 | -3.49
69420.32 | -3.6
69423.33 | -3.5
69426.34 | -3.62
69429.35 | -3.75
69432.36 | -3.84
69435.37 | -3.67
69438.38 | -3.66
69441.4 | -3.77
69444.41 | -3.68
69447.42 | -3.66
69450.43 | -3.74
69453.44 | -3.51
69456.45 | -3.6
69459.47 | -3.62
69462.48 | -3.92
69465.49 | -3.87
69468.5 | -3.43
69471.51 | -3.32
69474.52 | -3.48
69477.54 | -3.64
69480.55 | -3.5
69483.56 | -3.84
69486.57 | -3.78
69489.58 | -3.41
69492.59 | -3.47
69495.6 | -3.81
69498.62 | -3.72
69501.63 | -3.61
69504.64 | -3.72
69507.65 | -3.73
69510.66 | -3.75
69513.67 | -3.71
69516.69 | -3.54
69519.7 | -3.41
69522.71 | -3.57
69525.72 | -3.6
69528.73 | -3.46
69531.74 | -3.59
69534.76 | -3.79
69537.77 | -3.86
69540.78 | -3.77
69543.79 | -3.58
69546.8 | -3.76
69549.81 | -3.82
69552.83 | -3.88
69555.84 | -3.97
69558.85 | -3.87
69561.86 | -3.65
69564.87 | -3.74
69567.88 | -3.81
69570.89 | -3.75
69573.91 | -3.63
69576.92 | -3.36
69579.93 | -3.65
69582.94 | -3.8
69585.95 | -3.68
69588.96 | -3.75
69591.98 | -3.91
69594.99 | -3.66
69598 | -3.66
69601.01 | -3.54
69604.02 | -3.68
69607.03 | -3.65
69610.05 | -3.65
69613.06 | -3.85
69616.07 | -3.72
69619.08 | -3.59
69622.09 | -3.51
69625.1 | -3.62
69628.12 | -3.88
69631.13 | -3.98
69634.14 | -3.85
69637.15 | -3.9
69640.16 | -3.8
69643.17 | -3.81
69646.18 | -3.77
69649.2 | -3.63
69652.21 | -3.88
69655.22 | -4.07
69658.23 | -3.95
69661.24 | -3.78
69664.25 | -3.58
69667.27 | -3.73
69670.28 | -4.02
69673.29 | -3.73
69676.3 | -3.73
69679.31 | -3.72
69682.32 | -3.6
69685.34 | -3.65
69688.35 | -3.52
69691.36 | -3.79
69694.37 | -4.08
69697.38 | -4.1
69700.39 | -3.8
69703.41 | -3.88
69706.42 | -4.09
69709.43 | -3.89
69712.44 | -3.91
69715.45 | -3.91
69718.46 | -3.86
69721.47 | -3.8
69724.49 | -3.83
69727.5 | -3.89
69730.51 | -3.96
69733.52 | -3.98
69736.53 | -3.84
69739.54 | -3.75
69742.56 | -3.85
69745.57 | -3.86
69748.58 | -3.89
69751.59 | -3.75
69754.6 | -3.76
69757.61 | -3.81
69760.63 | -3.85
69763.64 | -3.77
69766.65 | -3.84
69769.66 | -4.19
69772.67 | -4.13
69775.68 | -4.01
69778.7 | -3.83
69781.71 | -3.7
69784.72 | -3.72
69787.73 | -3.74
69790.74 | -4.01
69793.75 | -4.09
69796.76 | -3.62
69799.78 | -3.61
69802.79 | -4.06
69805.8 | -4.09
69808.81 | -3.82
69811.82 | -3.91
69814.83 | -4.29
69817.85 | -4.28
69820.86 | -4.17
69823.87 | -4.02
69826.88 | -3.67
69829.89 | -3.64
69832.9 | -3.97
69835.92 | -3.66
69838.93 | -3.79
69841.94 | -4.03
69844.95 | -4.07
69847.96 | -4.01
69850.97 | -3.94
69853.98 | -4.03
69857 | -3.91
69860.01 | -4
69863.02 | -4.18
69866.03 | -4.08
69869.04 | -3.74
69872.05 | -3.79
69875.07 | -3.87
69878.08 | -3.93
69881.09 | -3.88
69884.1 | -4.04
69887.11 | -3.86
69890.12 | -4.04
69893.14 | -4.04
69896.15 | -3.86
69899.16 | -4.01
69902.17 | -4.23
69905.18 | -3.97
69908.19 | -3.62
69911.21 | -3.77
69914.22 | -3.82
69917.23 | -3.9
69920.24 | -3.78
69923.25 | -3.99
69926.26 | -4.11
69929.27 | -4.09
69932.29 | -4.1
69935.3 | -4.12
69938.31 | -4.11
69941.32 | -3.92
69944.33 | -3.76
69947.34 | -3.98
69950.36 | -4.12
69953.37 | -3.96
69956.38 | -4.03
69959.39 | -4.34
69962.4 | -4.21
69965.41 | -3.9
69968.43 | -3.96
69971.44 | -3.8
69974.45 | -3.8
69977.46 | -3.99
69980.47 | -3.94
69983.48 | -3.99
69986.5 | -4.06
69989.51 | -4.2
69992.52 | -4.3
69995.53 | -4.26
69998.54 | -4.14
70001.55 | -4.05
70004.56 | -4.13
70007.58 | -4.05
70010.59 | -4.09
70013.6 | -4.35
70016.61 | -4.32
70019.62 | -4.36
70022.63 | -4.37
70025.65 | -4.08
70028.66 | -3.95
70031.67 | -4.22
70034.68 | -4.13
70037.69 | -4.2
70040.7 | -4.64
70043.72 | -4.33
70046.73 | -4.05
70049.74 | -4
70052.75 | -3.99
70055.76 | -4.24
70058.77 | -4.39
70061.79 | -4.1
70064.8 | -3.85
70067.81 | -3.77
70070.82 | -4.12
70073.83 | -4
70076.84 | -4.13
70079.85 | -4.2
70082.87 | -4.1
70085.88 | -4.21
70088.89 | -4.12
70091.9 | -4.02
70094.91 | -4.02
70097.92 | -4.17
70100.94 | -4.27
70103.95 | -4.12
70106.96 | -3.93
70109.97 | -4.03
70112.98 | -4.34
70115.99 | -4.27
70119.01 | -4.26
70122.02 | -4.16
70125.03 | -3.93
70128.04 | -3.7
70131.05 | -3.85
70134.06 | -4.15
70137.08 | -4.16
70140.09 | -4.04
70143.1 | -3.94
70146.11 | -3.96
70149.12 | -4.17
70152.13 | -3.96
70155.14 | -4.06
70158.16 | -4.28
70161.17 | -4.4
70164.18 | -4.21
70167.19 | -4.26
70170.2 | -4.3
70173.21 | -4.25
70176.23 | -4.31
70179.24 | -4.46
70182.25 | -4.47
70185.26 | -4.4
70188.27 | -4.25
70191.28 | -4.11
70194.3 | -4.13
70197.31 | -4.12
70200.32 | -4.08
70203.33 | -4.36
70206.34 | -4.36
70209.35 | -4.08
70212.36 | -4.15
70215.38 | -4.25
70218.39 | -4.04
70221.4 | -3.95
70224.41 | -4.09
70227.42 | -4.18
70230.43 | -4.26
70233.45 | -4.06
70236.46 | -4.08
70239.47 | -3.82
70242.48 | -4.09
70245.49 | -4.32
70248.5 | -4.04
70251.52 | -4.2
70254.53 | -4.49
70257.54 | -4.45
70260.55 | -3.97
70263.56 | -4
70266.57 | -4.45
70269.59 | -4.62
70272.6 | -4.34
70275.61 | -4.29
70278.62 | -4.47
70281.63 | -4.43
70284.64 | -4.25
70287.65 | -4.19
70290.67 | -4.32
70293.68 | -4.56
70296.69 | -4.3
70299.7 | -4.2
70302.71 | -4.19
70305.72 | -4.2
70308.74 | -4.27
70311.75 | -4.32
70314.76 | -4.4
70317.77 | -4.35
70320.78 | -4.14
70323.79 | -4.18
70326.81 | -4.39
70329.82 | -4.25
70332.83 | -4.13
70335.84 | -4.19
70338.85 | -4.45
70341.86 | -4.24
70344.88 | -4.19
70347.89 | -4.22
70350.9 | -4.17
70353.91 | -4.1
70356.92 | -4.21
70359.93 | -4.32
70362.94 | -4.45
70365.96 | -4.36
70368.97 | -4.17
70371.98 | -4.41
70374.99 | -4.58
70378 | -4.47
70381.01 | -4.31
70384.03 | -4.31
70387.04 | -4.46
70390.05 | -4.44
70393.06 | -4.51
70396.07 | -4.12
70399.08 | -4.3
70402.1 | -4.56
70405.11 | -4.35
70408.12 | -4.32
70411.13 | -4.39
70414.14 | -4.48
70417.15 | -4.55
70420.17 | -4.43
70423.18 | -4.47
70426.19 | -4.35
70429.2 | -4.3
70432.21 | -4.4
70435.22 | -4.41
70438.23 | -4.28
70441.25 | -4.37
70444.26 | -4.39
70447.27 | -4.38
70450.28 | -4.4
70453.29 | -4.62
70456.3 | -4.68
70459.32 | -4.55
70462.33 | -4.44
70465.34 | -4.37
70468.35 | -4.41
70471.36 | -4.5
70474.37 | -4.4
70477.39 | -4.39
70480.4 | -4.41
70483.41 | -4.29
70486.42 | -4.25
70489.43 | -4.45
70492.44 | -4.42
70495.46 | -4.53
70498.47 | -4.52
70501.48 | -4.5
70504.49 | -4.7
70507.5 | -4.62
70510.51 | -4.44
70513.52 | -4.47
70516.54 | -4.21
70519.55 | -4.3
70522.56 | -4.35
70525.57 | -4.32
70528.58 | -4.42
70531.59 | -4.64
70534.61 | -4.58
70537.62 | -4.13
70540.63 | -4.28
70543.64 | -4.33
70546.65 | -4.45
70549.66 | -4.13
70552.68 | -4.26
70555.69 | -4.61
70558.7 | -4.36
70561.71 | -4.63
70564.72 | -4.72
70567.73 | -4.34
70570.74 | -4.15
70573.76 | -4.29
70576.77 | -4.56
70579.78 | -4.78
70582.79 | -4.62
70585.8 | -4.47
70588.81 | -4.46
70591.83 | -4.62
70594.84 | -4.72
70597.85 | -4.51
70600.86 | -4.33
70603.87 | -4.52
70606.88 | -4.49
70609.9 | -4.55
70612.91 | -4.57
70615.92 | -4.45
70618.93 | -4.56
70621.94 | -4.58
70624.95 | -4.42
70627.97 | -4.53
70630.98 | -4.5
70633.99 | -4.36
70637 | -4.45
70640.01 | -4.47
70643.02 | -4.2
70646.03 | -4.32
70649.05 | -4.64
70652.06 | -4.48
70655.07 | -4.33
70658.08 | -4.73
70661.09 | -4.84
70664.1 | -4.52
70667.12 | -4.66
70670.13 | -4.61
70673.14 | -4.39
70676.15 | -4.32
70679.16 | -4.32
70682.17 | -4.45
70685.19 | -4.55
70688.2 | -4.57
70691.21 | -4.46
70694.22 | -4.52
70697.23 | -4.64
70700.24 | -4.55
70703.26 | -4.55
70706.27 | -4.65
70709.28 | -4.42
70712.29 | -4.46
70715.3 | -4.66
70718.31 | -4.55
70721.32 | -4.64
70724.34 | -4.67
70727.35 | -4.5
70730.36 | -4.56
70733.37 | -4.61
70736.38 | -4.46
70739.39 | -4.5
70742.41 | -4.59
70745.42 | -4.59
70748.43 | -4.53
70751.44 | -4.53
70754.45 | -4.42
70757.46 | -4.55
70760.48 | -4.72
70763.49 | -4.7
70766.5 | -4.87
70769.51 | -4.67
70772.52 | -4.67
70775.53 | -4.79
70778.55 | -4.73
70781.56 | -4.53
70784.57 | -4.53
70787.58 | -4.56
70790.59 | -4.53
70793.6 | -4.6
70796.61 | -4.59
70799.63 | -4.92
70802.64 | -4.93
70805.65 | -4.78
70808.66 | -4.47
70811.67 | -4.79
70814.68 | -4.93
70817.7 | -4.54
70820.71 | -4.5
70823.72 | -4.46
70826.73 | -4.5
70829.74 | -4.6
70832.75 | -4.51
70835.77 | -4.67
70838.78 | -4.51
70841.79 | -4.47
70844.8 | -4.74
70847.81 | -4.74
70850.82 | -4.62
70853.84 | -4.47
70856.85 | -4.7
70859.86 | -4.85
70862.87 | -4.8
70865.88 | -4.69
70868.89 | -4.69
70871.9 | -4.66
70874.92 | -4.7
70877.93 | -4.78
70880.94 | -4.74
70883.95 | -4.79
70886.96 | -4.67
70889.97 | -4.7
70892.99 | -4.65
70896 | -4.62
70899.01 | -4.54
70902.02 | -4.52
70905.03 | -4.57
70908.04 | -4.61
70911.06 | -4.53
70914.07 | -4.88
70917.08 | -5.08
70920.09 | -4.71
70923.1 | -4.78
70926.11 | -4.78
70929.13 | -4.74
70932.14 | -5.04
70935.15 | -4.83
70938.16 | -4.74
70941.17 | -4.81
70944.18 | -4.98
70947.19 | -4.92
70950.21 | -4.84
70953.22 | -4.98
70956.23 | -4.78
70959.24 | -4.66
70962.25 | -4.71
70965.26 | -4.81
70968.28 | -4.78
70971.29 | -4.86
70974.3 | -4.77
70977.31 | -4.64
70980.32 | -4.48
70983.33 | -4.59
70986.35 | -4.8
70989.36 | -4.75
70992.37 | -4.56
70995.38 | -4.74
70998.39 | -4.96
71001.4 | -4.89
71004.41 | -4.76
71007.43 | -5.1
71010.44 | -5.15
71013.45 | -4.91
71016.46 | -4.78
71019.47 | -4.55
71022.48 | -4.55
71025.5 | -4.96
71028.51 | -4.67
71031.52 | -4.72
71034.53 | -5.01
71037.54 | -4.9
71040.55 | -4.74
71043.57 | -4.87
71046.58 | -4.96
71049.59 | -4.76
71052.6 | -4.68
71055.61 | -4.65
71058.62 | -4.7
71061.64 | -4.53
71064.65 | -4.52
71067.66 | -4.81
71070.67 | -4.96
71073.68 | -5.01
71076.69 | -4.98
71079.7 | -4.97
71082.72 | -5.01
71085.73 | -4.91
71088.74 | -5
71091.75 | -5.05
71094.76 | -5.09
71097.77 | -4.9
71100.79 | -4.97
71103.8 | -5.07
71106.81 | -4.8
71109.82 | -4.63
71112.83 | -4.91
71115.84 | -5.07
71118.86 | -5.11
71121.87 | -5.19
71124.88 | -4.92
71127.89 | -4.86
71130.9 | -4.89
71133.91 | -5.13
71136.93 | -4.99
71139.94 | -4.69
71142.95 | -4.87
71145.96 | -4.82
71148.97 | -4.91
71151.98 | -5
71154.99 | -5.2
71158.01 | -5.06
71161.02 | -4.83
71164.03 | -5.04
71167.04 | -4.93
71170.05 | -4.95
71173.06 | -4.98
71176.08 | -4.84
71179.09 | -4.87
71182.1 | -5.09
71185.11 | -5.16
71188.12 | -4.82
71191.13 | -5
71194.15 | -5.07
71197.16 | -5.12
71200.17 | -5.17
71203.18 | -4.82
71206.19 | -4.71
71209.2 | -4.97
71212.22 | -4.93
71215.23 | -5.03
71218.24 | -5.09
71221.25 | -4.89
71224.26 | -4.88
71227.27 | -4.96
71230.28 | -5.02
71233.3 | -4.94
71236.31 | -5.06
71239.32 | -5.01
71242.33 | -4.87
71245.34 | -4.99
71248.35 | -5.1
71251.37 | -5.1
71254.38 | -4.85
71257.39 | -4.64
71260.4 | -4.62
71263.41 | -4.84
71266.42 | -4.94
71269.44 | -5.26
71272.45 | -5.1
71275.46 | -4.87
71278.47 | -4.73
71281.48 | -4.8
71284.49 | -5.04
71287.51 | -5.17
71290.52 | -5.16
71293.53 | -5.1
71296.54 | -4.86
71299.55 | -4.64
71302.56 | -4.78
71305.57 | -5.19
71308.59 | -5.21
71311.6 | -5.18
71314.61 | -5.31
71317.62 | -5.21
71320.63 | -5.14
71323.64 | -5.14
71326.66 | -5.05
71329.67 | -5.19
71332.68 | -5.09
71335.69 | -5
71338.7 | -4.9
71341.71 | -5.26
71344.73 | -5.43
71347.74 | -5.32
71350.75 | -5.08
71353.76 | -5.22
71356.77 | -5.08
71359.78 | -4.9
71362.79 | -5.03
71365.81 | -4.92
71368.82 | -5.09
71371.83 | -5.35
71374.84 | -5.02
71377.85 | -5.03
71380.86 | -5.14
71383.88 | -5.19
71386.89 | -5.29
71389.9 | -5.16
71392.91 | -5.13
71395.92 | -5.24
71398.93 | -5.31
71401.95 | -5.32
71404.96 | -5.17
71407.97 | -5.26
71410.98 | -5.03
71413.99 | -4.99
71417 | -5.21
71420.02 | -5.31
71423.03 | -5.33
71426.04 | -5.19
71429.05 | -5.32
71432.06 | -5.34
71435.07 | -5.39
71438.08 | -5.38
71441.1 | -5.26
71444.11 | -5.17
71447.12 | -5.17
71450.13 | -5.17
71453.14 | -5.46
71456.15 | -5.49
71459.17 | -5.45
71462.18 | -5.51
71465.19 | -5.28
71468.2 | -5.09
71471.21 | -5.05
71474.22 | -5.09
71477.24 | -5.13
71480.25 | -5.31
71483.26 | -5.39
71486.27 | -5.11
71489.28 | -5.27
71492.29 | -5.45
71495.31 | -5.39
71498.32 | -5.55
71501.33 | -5.33
71504.34 | -4.92
71507.35 | -5.28
71510.36 | -5.18
71513.37 | -5.16
71516.39 | -5.18
71519.4 | -5.04
71522.41 | -5.05
71525.42 | -5.03
71528.43 | -5.12
71531.44 | -5.41
71534.46 | -5.4
71537.47 | -5.06
71540.48 | -5.07
71543.49 | -5.12
71546.5 | -5.2
71549.51 | -5.02
71552.53 | -5.02
71555.54 | -5.49
71558.55 | -5.51
71561.56 | -5.17
71564.57 | -5.26
71567.58 | -5.08
71570.6 | -5.07
71573.61 | -5.5
71576.62 | -5.54
71579.63 | -5.16
71582.64 | -5.38
71585.65 | -5.29
71588.66 | -5.01
71591.68 | -5.12
71594.69 | -5.25
71597.7 | -5.32
71600.71 | -5.42
71603.72 | -5.22
71606.73 | -5.22
71609.75 | -4.99
71612.76 | -5.18
71615.77 | -5.57
71618.78 | -5.56
71621.79 | -5.53
71624.8 | -5.22
71627.82 | -5.35
71630.83 | -5.73
71633.84 | -5.65
71636.85 | -5.27
71639.86 | -5.08
71642.87 | -5.2
71645.89 | -5.38
71648.9 | -5.33
71651.91 | -5.16
71654.92 | -5.27
71657.93 | -5.42
71660.94 | -5.48
71663.95 | -5.45
71666.97 | -5.25
71669.98 | -5.3
71672.99 | -5.19
71676 | -5.16
71679.01 | -5.27
71682.02 | -5.45
71685.04 | -5.51
71688.05 | -5.46
71691.06 | -5.43
71694.07 | -5.24
71697.08 | -5.09
71700.09 | -5.08
71703.11 | -5.34
71706.12 | -5.37
71709.13 | -5.17
71712.14 | -5.27
71715.15 | -5.33
71718.16 | -5.33
71721.17 | -5.39
71724.19 | -5.5
71727.2 | -5.48
71730.21 | -5.55
71733.22 | -5.37
71736.23 | -5.46
71739.24 | -5.69
71742.26 | -5.18
71745.27 | -5.39
71748.28 | -5.38
71751.29 | -5.32
71754.3 | -5.48
71757.31 | -5.5
71760.33 | -5.48
71763.34 | -5.13
71766.35 | -5.55
71769.36 | -5.65
71772.37 | -5.73
71775.38 | -5.88
71778.4 | -5.53
71781.41 | -5.49
71784.42 | -5.56
71787.43 | -5.31
71790.44 | -5.48
71793.45 | -5.68
71796.46 | -5.49
71799.48 | -5.4
71802.49 | -5.85
71805.5 | -5.55
71808.51 | -5.36
71811.52 | -5.31
71814.53 | -5.26
71817.55 | -5.21
71820.56 | -5.56
71823.57 | -5.64
71826.58 | -5.32
71829.59 | -5.3
71832.6 | -5.58
71835.62 | -5.31
71838.63 | -5.37
71841.64 | -5.51
71844.65 | -5.53
71847.66 | -5.56
71850.67 | -5.44
71853.69 | -5.44
71856.7 | -5.54
71859.71 | -5.46
71862.72 | -5.33
71865.73 | -5.58
71868.74 | -5.75
71871.75 | -5.72
71874.77 | -5.81
71877.78 | -5.79
71880.79 | -5.87
71883.8 | -5.85
71886.81 | -5.79
71889.82 | -5.94
71892.84 | -5.74
71895.85 | -5.47
71898.86 | -5.44
71901.87 | -5.51
71904.88 | -5.65
71907.89 | -5.67
71910.91 | -5.5
71913.92 | -5.38
71916.93 | -5.58
71919.94 | -5.46
71922.95 | -5.47
71925.96 | -5.44
71928.98 | -5.48
71931.99 | -5.85
71935 | -5.79
71938.01 | -5.53
71941.02 | -5.46
71944.03 | -5.6
71947.04 | -5.68
71950.06 | -5.64
71953.07 | -5.65
71956.08 | -5.49
71959.09 | -5.37
71962.1 | -5.36
71965.11 | -5.65
71968.13 | -5.54
71971.14 | -5.71
71974.15 | -5.59
71977.16 | -5.68
71980.17 | -5.37
71983.18 | -5.58
71986.2 | -5.83
71989.21 | -5.8
71992.22 | -5.63
71995.23 | -5.83
71998.24 | -5.68
72001.25 | -5.48
72004.27 | -5.69
72007.28 | -5.64
72010.29 | -5.64
72013.3 | -5.74
72016.31 | -5.61
72019.32 | -5.69
72022.33 | -5.62
72025.35 | -5.63
72028.36 | -5.97
72031.37 | -5.89
72034.38 | -5.89
72037.39 | -5.89
72040.4 | -5.73
72043.42 | -5.76
72046.43 | -5.42
72049.44 | -5.65
72052.45 | -5.84
72055.46 | -5.87
72058.47 | -5.76
72061.49 | -5.97
72064.5 | -5.61
72067.51 | -5.56
72070.52 | -5.75
72073.53 | -5.72
72076.54 | -5.7
72079.55 | -5.57
72082.57 | -5.57
72085.58 | -5.79
72088.59 | -5.89
72091.6 | -5.64
72094.61 | -5.77
72097.62 | -5.97
72100.64 | -5.99
72103.65 | -5.9
72106.66 | -5.73
72109.67 | -5.54
72112.68 | -5.71
72115.69 | -5.69
72118.71 | -5.72
72121.72 | -5.64
72124.73 | -5.69
72127.74 | -5.66
72130.75 | -5.6
72133.76 | -5.73
72136.78 | -5.84
72139.79 | -5.91
72142.8 | -5.78
72145.81 | -5.56
72148.82 | -5.52
72151.83 | -5.56
72154.84 | -5.62
72157.86 | -5.73
72160.87 | -5.87
72163.88 | -5.95
72166.89 | -5.84
72169.9 | -5.87
72172.91 | -5.92
72175.93 | -6.1
72178.94 | -6.03
72181.95 | -5.96
72184.96 | -5.91
72187.97 | -5.91
72190.98 | -5.72
72194 | -5.6
72197.01 | -5.72
72200.02 | -5.86
72203.03 | -5.85
72206.04 | -5.92
72209.05 | -5.94
72212.07 | -6.07
72215.08 | -5.75
72218.09 | -5.71
72221.1 | -5.76
72224.11 | -5.66
72227.12 | -5.7
72230.13 | -5.9
72233.15 | -5.99
72236.16 | -5.78
72239.17 | -5.74
72242.18 | -6.05
72245.19 | -6.08
72248.2 | -5.92
72251.22 | -6.17
72254.23 | -6.17
72257.24 | -5.87
72260.25 | -6.09
72263.26 | -6.12
72266.27 | -5.99
72269.29 | -5.81
72272.3 | -5.9
72275.31 | -5.95
72278.32 | -5.9
72281.33 | -5.67
72284.34 | -5.88
72287.36 | -6.03
72290.37 | -5.86
72293.38 | -5.5
72296.39 | -5.86
72299.4 | -6.13
72302.41 | -6.07
72305.42 | -6.24
72308.44 | -6.25
72311.45 | -6.23
72314.46 | -5.9
72317.47 | -5.99
72320.48 | -5.99
72323.49 | -6.25
72326.51 | -6.26
72329.52 | -6.02
72332.53 | -6.1
72335.54 | -6.15
72338.55 | -5.95
72341.56 | -6.06
72344.58 | -5.94
72347.59 | -5.83
72350.6 | -6.12
72353.61 | -6.08
72356.62 | -5.99
72359.63 | -5.74
72362.65 | -5.87
72365.66 | -6.12
72368.67 | -6.33
72371.68 | -6.22
72374.69 | -6.09
72377.7 | -5.95
72380.71 | -5.69
72383.73 | -5.9
72386.74 | -6.18
72389.75 | -6.08
72392.76 | -6.06
72395.77 | -6.07
72398.78 | -6.08
72401.8 | -6.16
72404.81 | -5.82
72407.82 | -5.9
72410.83 | -5.96
72413.84 | -5.95
72416.85 | -5.88
72419.87 | -5.87
72422.88 | -6.07
72425.89 | -6.06
72428.9 | -6.14
72431.91 | -6.11
72434.92 | -6.09
72437.93 | -5.91
72440.95 | -5.98
72443.96 | -6.28
72446.97 | -6.3
72449.98 | -6.19
72452.99 | -6.12
72456 | -6.18
72459.02 | -6.22
72462.03 | -5.96
72465.04 | -5.82
72468.05 | -5.89
72471.06 | -6.16
72474.07 | -6.3
72477.09 | -6.15
72480.1 | -6.14
72483.11 | -6.28
72486.12 | -6.17
72489.13 | -6.22
72492.14 | -6.12
72495.16 | -5.86
72498.17 | -5.96
72501.18 | -6.14
72504.19 | -6.14
72507.2 | -6.08
72510.21 | -5.98
72513.22 | -6.1
72516.24 | -6.13
72519.25 | -6.25
72522.26 | -6.27
72525.27 | -6.2
72528.28 | -6.06
72531.29 | -5.93
72534.31 | -6.03
72537.32 | -5.95
72540.33 | -6.1
72543.34 | -6.31
72546.35 | -6.21
72549.36 | -6.08
72552.38 | -6.22
72555.39 | -6.17
72558.4 | -6.19
72561.41 | -6.16
72564.42 | -6.03
72567.43 | -6.15
72570.45 | -6.1
72573.46 | -5.99
72576.47 | -6.06
72579.48 | -5.89
72582.49 | -5.69
72585.5 | -5.9
72588.51 | -5.89
72591.53 | -5.97
72594.54 | -6.11
72597.55 | -5.94
72600.56 | -6.03
72603.57 | -6.2
72606.58 | -5.92
72609.6 | -5.86
72612.61 | -5.94
72615.62 | -6.2
72618.63 | -6.31
72621.64 | -6.36
72624.65 | -6.19
72627.67 | -6.29
72630.68 | -6.46
72633.69 | -6.54
72636.7 | -6.15
72639.71 | -6.28
72642.72 | -6.06
72645.74 | -5.99
72648.75 | -6.37
72651.76 | -6.21
72654.77 | -6.12
72657.78 | -6.15
72660.79 | -6.44
72663.8 | -6.29
72666.82 | -6.01
72669.83 | -5.97
72672.84 | -6.18
72675.85 | -5.87
72678.86 | -6.01
72681.87 | -6.07
72684.89 | -6.39
72687.9 | -6.33
72690.91 | -6.18
72693.92 | -6.29
72696.93 | -6.41
72699.94 | -6.11
72702.96 | -6.26
72705.97 | -6.29
72708.98 | -6.1
72711.99 | -6.09
72715 | -6.22
72718.01 | -6.3
72721.03 | -6.21
72724.04 | -6.17
72727.05 | -6.38
72730.06 | -6.48
72733.07 | -6.36
72736.08 | -6.48
72739.09 | -6.52
72742.11 | -6.27
72745.12 | -6.33
72748.13 | -6.36
72751.14 | -6.41
72754.15 | -6.62
72757.16 | -6.42
72760.18 | -6.44
72763.19 | -6.33
72766.2 | -6.34
72769.21 | -6.29
72772.22 | -6.51
72775.23 | -6.48
72778.25 | -6.48
72781.26 | -6.23
72784.27 | -6.18
72787.28 | -6.16
72790.29 | -6.35
72793.3 | -6.45
72796.31 | -6.5
72799.33 | -6.34
72802.34 | -6.34
72805.35 | -6.3
72808.36 | -6.68
72811.37 | -6.55
72814.38 | -6.52
72817.4 | -6.32
72820.41 | -6.25
72823.42 | -6.42
72826.43 | -6.37
72829.44 | -6.54
72832.45 | -6.59
72835.47 | -6.38
72838.48 | -6.3
72841.49 | -6.66
72844.5 | -6.66
72847.51 | -6.36
72850.52 | -6.48
72853.54 | -6.57
72856.55 | -6.44
72859.56 | -6.36
72862.57 | -6.23
72865.58 | -6.18
72868.59 | -6.26
72871.6 | -6.39
72874.62 | -6.6
72877.63 | -6.51
72880.64 | -6.41
72883.65 | -6.48
72886.66 | -6.76
72889.67 | -6.45
72892.69 | -6.39
72895.7 | -6.26
72898.71 | -6.24
72901.72 | -6.44
72904.73 | -6.47
72907.74 | -6.24
72910.76 | -6.28
72913.77 | -6.45
72916.78 | -6.65
72919.79 | -6.71
72922.8 | -6.59
72925.81 | -6.46
72928.83 | -6.42
72931.84 | -6.5
72934.85 | -6.5
72937.86 | -6.67
72940.87 | -6.77
72943.88 | -6.74
72946.89 | -6.78
72949.91 | -6.57
72952.92 | -6.53
72955.93 | -6.64
72958.94 | -6.67
72961.95 | -6.85
72964.96 | -6.64
72967.98 | -6.39
72970.99 | -6.35
72974 | -6.5
72977.01 | -6.74
72980.02 | -6.9
72983.03 | -6.77
72986.05 | -6.6
72989.06 | -6.59
72992.07 | -6.84
72995.08 | -6.57
72998.09 | -6.59
73001.1 | -6.56
73004.12 | -6.44
73007.13 | -6.36
73010.14 | -6.42
73013.15 | -6.38
73016.16 | -6.64
73019.17 | -6.9
73022.18 | -6.74
73025.2 | -6.57
73028.21 | -6.57
73031.22 | -6.69
73034.23 | -6.9
73037.24 | -6.85
73040.25 | -6.67
73043.27 | -6.47
73046.28 | -6.47
73049.29 | -6.49
73052.3 | -6.57
73055.31 | -6.55
73058.32 | -6.62
73061.34 | -6.65
73064.35 | -6.51
73067.36 | -6.39
73070.37 | -6.53
73073.38 | -6.75
73076.39 | -6.46
73079.41 | -6.37
73082.42 | -6.48
73085.43 | -6.71
73088.44 | -6.75
73091.45 | -6.82
73094.46 | -6.93
73097.47 | -6.86
73100.49 | -6.45
73103.5 | -6.21
73106.51 | -6.63
73109.52 | -6.8
73112.53 | -6.63
73115.54 | -6.65
73118.56 | -6.58
73121.57 | -6.81
73124.58 | -6.88
73127.59 | -6.9
73130.6 | -6.94
73133.61 | -6.77
73136.63 | -6.79
73139.64 | -6.73
73142.65 | -6.88
73145.66 | -6.83
73148.67 | -6.8
73151.68 | -6.67
73154.69 | -6.83
73157.71 | -6.78
73160.72 | -6.44
73163.73 | -6.83
73166.74 | -6.68
73169.75 | -6.68
73172.76 | -7.01
73175.78 | -6.8
73178.79 | -6.7
73181.8 | -6.88
73184.81 | -6.81
73187.82 | -6.77
73190.83 | -6.81
73193.85 | -6.66
73196.86 | -6.67
73199.87 | -6.84
73202.88 | -6.78
73205.89 | -6.88
73208.9 | -6.77
73211.92 | -6.86
73214.93 | -6.8
73217.94 | -6.87
73220.95 | -6.92
73223.96 | -6.93
73226.97 | -6.79
73229.98 | -6.49
73233 | -6.42
73236.01 | -6.85
73239.02 | -6.81
73242.03 | -6.85
73245.04 | -6.86
73248.05 | -7.09
73251.07 | -6.93
73254.08 | -6.72
73257.09 | -6.58
73260.1 | -6.9
73263.11 | -7.01
73266.12 | -7.02
73269.14 | -6.85
73272.15 | -6.6
73275.16 | -6.57
73278.17 | -6.63
73281.18 | -6.79
73284.19 | -6.81
73287.21 | -6.8
73290.22 | -6.92
73293.23 | -6.85
73296.24 | -7.29
73299.25 | -7.37
73302.26 | -6.91
73305.27 | -6.99
73308.29 | -6.98
73311.3 | -7.01
73314.31 | -6.96
73317.32 | -6.78
73320.33 | -6.85
73323.34 | -6.82
73326.36 | -6.65
73329.37 | -6.86
73332.38 | -7.02
73335.39 | -6.99
73338.4 | -7.18
73341.41 | -7.27
73344.43 | -7.01
73347.44 | -6.88
73350.45 | -6.96
73353.46 | -7.05
73356.47 | -7.06
73359.48 | -6.86
73362.5 | -7.04
73365.51 | -7.25
73368.52 | -6.98
73371.53 | -6.93
73374.54 | -6.87
73377.55 | -6.81
73380.56 | -6.84
73383.58 | -7
73386.59 | -7.07
73389.6 | -6.9
73392.61 | -6.92
73395.62 | -7.05
73398.63 | -7.17
73401.65 | -7.01
73404.66 | -6.85
73407.67 | -6.91
73410.68 | -7.03
73413.69 | -7.01
73416.7 | -6.95
73419.72 | -6.97
73422.73 | -7.04
73425.74 | -7.09
73428.75 | -6.82
73431.76 | -6.9
73434.77 | -6.79
73437.79 | -6.56
73440.8 | -6.84
73443.81 | -6.91
73446.82 | -6.96
73449.83 | -7.12
73452.84 | -6.91
73455.85 | -7.18
73458.87 | -7.29
73461.88 | -7.04
73464.89 | -6.66
73467.9 | -6.6
73470.91 | -6.83
73473.92 | -7.09
73476.94 | -7.15
73479.95 | -7.31
73482.96 | -7.11
73485.97 | -7.28
73488.98 | -7.19
73491.99 | -7.19
73495.01 | -6.88
73498.02 | -6.8
73501.03 | -7.24
73504.04 | -7.05
73507.05 | -7.02
73510.06 | -7.13
73513.07 | -7.22
73516.09 | -7.05
73519.1 | -6.86
73522.11 | -7.07
73525.12 | -7.09
73528.13 | -7.22
73531.14 | -7.34
73534.16 | -7.18
73537.17 | -7
73540.18 | -6.99
73543.19 | -7.11
73546.2 | -6.88
73549.21 | -6.85
73552.23 | -7.11
73555.24 | -7.1
73558.25 | -7.2
73561.26 | -7.28
73564.27 | -7.26
73567.28 | -7.29
73570.3 | -7.22
73573.31 | -7.33
73576.32 | -7.29
73579.33 | -7.18
73582.34 | -7.21
73585.35 | -7.34
73588.36 | -7.27
73591.38 | -7.17
73594.39 | -7.1
73597.4 | -7.11
73600.41 | -7.35
73603.42 | -7.21
73606.43 | -7.18
73609.45 | -7.09
73612.46 | -7.26
73615.47 | -7.37
73618.48 | -7.19
73621.49 | -7.37
73624.5 | -7.57
73627.52 | -7.41
73630.53 | -7.38
73633.54 | -7.13
73636.55 | -7.12
73639.56 | -7.21
73642.57 | -7.24
73645.59 | -7.33
73648.6 | -7.41
73651.61 | -7.6
73654.62 | -7.56
73657.63 | -7.23
73660.64 | -7.35
73663.65 | -7.43
73666.67 | -7.24
73669.68 | -7.2
73672.69 | -7.17
73675.7 | -7.03
73678.71 | -7.1
73681.72 | -7.36
73684.74 | -7.24
73687.75 | -7.32
73690.76 | -7.41
73693.77 | -7.48
73696.78 | -7.39
73699.79 | -7.16
73702.81 | -7.14
73705.82 | -7.08
73708.83 | -7.38
73711.84 | -7.46
73714.85 | -7.16
73717.86 | -7.02
73720.88 | -7.21
73723.89 | -7.06
73726.9 | -7.44
73729.91 | -7.56
73732.92 | -7.46
73735.93 | -7.38
73738.94 | -7.24
73741.96 | -7.37
73744.97 | -7.73
73747.98 | -7.68
73750.99 | -7.42
73754 | -7.43
73757.01 | -7.26
73760.03 | -7.53
73763.04 | -7.64
73766.05 | -7.55
73769.06 | -7.49
73772.07 | -7.52
73775.08 | -7.35
73778.1 | -7.39
73781.11 | -7.39
73784.12 | -7.16
73787.13 | -7.48
73790.14 | -7.56
73793.15 | -7.58
73796.17 | -7.58
73799.18 | -7.55
73802.19 | -7.46
73805.2 | -7.38
73808.21 | -7.21
73811.22 | -7.23
73814.23 | -7.39
73817.25 | -7.43
73820.26 | -7.42
73823.27 | -7.31
73826.28 | -7.28
73829.29 | -7.44
73832.3 | -7.43
73835.32 | -7.5
73838.33 | -7.53
73841.34 | -7.54
73844.35 | -7.59
73847.36 | -7.47
73850.37 | -7.41
73853.39 | -7.49
73856.4 | -7.71
73859.41 | -7.56
73862.42 | -7.57
73865.43 | -7.47
73868.44 | -7.61
73871.45 | -7.68
73874.47 | -7.61
73877.48 | -7.52
73880.49 | -7.35
73883.5 | -7.5
73886.51 | -7.62
73889.52 | -7.37
73892.54 | -7.28
73895.55 | -7.7
73898.56 | -7.67
73901.57 | -7.7
73904.58 | -7.53
73907.59 | -7.43
73910.61 | -7.49
73913.62 | -7.63
73916.63 | -7.76
73919.64 | -7.67
73922.65 | -7.7
73925.66 | -7.63
73928.68 | -7.59
73931.69 | -7.68
73934.7 | -7.95
73937.71 | -7.74
73940.72 | -7.71
73943.73 | -7.89
73946.74 | -7.9
73949.76 | -7.51
73952.77 | -7.28
73955.78 | -7.51
73958.79 | -7.38
73961.8 | -7.42
73964.81 | -7.44
73967.83 | -7.67
73970.84 | -7.7
73973.85 | -7.75
73976.86 | -7.57
73979.87 | -7.5
73982.88 | -7.63
73985.9 | -7.76
73988.91 | -7.61
73991.92 | -7.71
73994.93 | -7.55
73997.94 | -7.51
74000.95 | -7.64
74003.97 | -7.53
74006.98 | -7.55
74009.99 | -7.64
74013 | -7.7
74016.01 | -7.71
74019.02 | -7.75
74022.03 | -7.78
74025.05 | -7.51
74028.06 | -7.47
74031.07 | -7.43
74034.08 | -7.49
74037.09 | -7.83
74040.1 | -7.82
74043.12 | -7.69
74046.13 | -7.59
74049.14 | -7.68
74052.15 | -7.72
74055.16 | -7.79
74058.17 | -7.68
74061.19 | -7.63
74064.2 | -7.79
74067.21 | -7.78
74070.22 | -7.59
74073.23 | -7.79
74076.24 | -7.65
74079.26 | -7.67
74082.27 | -7.65
74085.28 | -7.61
74088.29 | -7.76
74091.3 | -7.68
74094.31 | -7.57
74097.32 | -7.76
74100.34 | -7.65
74103.35 | -7.52
74106.36 | -7.88
74109.37 | -7.82
74112.38 | -7.94
74115.39 | -8.07
74118.41 | -7.87
74121.42 | -7.85
74124.43 | -8.06
74127.44 | -8.1
74130.45 | -7.81
74133.46 | -7.58
74136.48 | -7.64
74139.49 | -8
74142.5 | -7.95
74145.51 | -7.72
74148.52 | -7.73
74151.53 | -7.87
74154.55 | -8.03
74157.56 | -8.01
74160.57 | -7.85
74163.58 | -7.86
74166.59 | -7.99
74169.6 | -7.97
74172.61 | -7.72
74175.63 | -7.73
74178.64 | -7.68
74181.65 | -7.82
74184.66 | -8.08
74187.67 | -8.08
74190.68 | -7.92
74193.7 | -7.78
74196.71 | -7.76
74199.72 | -7.69
74202.73 | -7.77
74205.74 | -7.91
74208.75 | -8.01
74211.77 | -7.86
74214.78 | -7.88
74217.79 | -8.08
74220.8 | -8.02
74223.81 | -8.03
74226.82 | -8.05
74229.83 | -8.05
74232.85 | -8.1
74235.86 | -7.89
74238.87 | -7.65
74241.88 | -7.57
74244.89 | -7.92
74247.9 | -7.79
74250.92 | -7.67
74253.93 | -7.52
74256.94 | -7.71
74259.95 | -7.99
74262.96 | -8.37
74265.97 | -8.26
74268.99 | -8.15
74272 | -8.1
74275.01 | -7.88
74278.02 | -7.85
74281.03 | -7.76
74284.04 | -7.91
74287.06 | -7.81
74290.07 | -7.83
74293.08 | -7.77
74296.09 | -7.8
74299.1 | -7.84
74302.11 | -7.89
74305.12 | -7.97
74308.14 | -7.98
74311.15 | -8.07
74314.16 | -8.02
74317.17 | -8.02
74320.18 | -8.2
74323.19 | -8.23
74326.21 | -7.92
74329.22 | -7.8
74332.23 | -8.01
74335.24 | -7.97
74338.25 | -7.98
74341.26 | -7.89
74344.28 | -7.9
74347.29 | -7.71
74350.3 | -8.16
74353.31 | -8.16
74356.32 | -8.03
74359.33 | -8.07
74362.35 | -8.06
74365.36 | -8.01
74368.37 | -8.1
74371.38 | -7.97
74374.39 | -7.92
74377.4 | -7.99
74380.41 | -8.2
74383.43 | -8.32
74386.44 | -8.07
74389.45 | -8.21
74392.46 | -8.26
74395.47 | -7.87
74398.48 | -8.13
74401.5 | -8.27
74404.51 | -8.34
74407.52 | -8.53
74410.53 | -8.28
74413.54 | -8.39
74416.55 | -8.25
74419.57 | -8.21
74422.58 | -8.05
74425.59 | -7.98
74428.6 | -8.1
74431.61 | -8.06
74434.62 | -8.11
74437.64 | -8.19
74440.65 | -8.38
74443.66 | -8.61
74446.67 | -8.1
74449.68 | -8.01
74452.69 | -8.13
74455.7 | -8.11
74458.72 | -8.01
74461.73 | -8.07
74464.74 | -8.16
74467.75 | -8.15
74470.76 | -8.11
74473.77 | -8.21
74476.79 | -7.99
74479.8 | -7.86
74482.81 | -7.84
74485.82 | -8.22
74488.83 | -8.39
74491.84 | -8.2
74494.86 | -8.17
74497.87 | -8.06
74500.88 | -7.96
74503.89 | -7.79
74506.9 | -7.92
74509.91 | -8.01
74512.93 | -8.07
74515.94 | -8.18
74518.95 | -8.22
74521.96 | -8.15
74524.97 | -8.29
74527.98 | -8.35
74530.99 | -8.39
74534.01 | -8.29
74537.02 | -8.17
74540.03 | -8.44
74543.04 | -8.09
74546.05 | -7.91
74549.06 | -7.86
74552.08 | -7.94
74555.09 | -8.13
74558.1 | -8.39
74561.11 | -8.14
74564.12 | -8.24
74567.13 | -8.71
74570.15 | -8.54
74573.16 | -8.28
74576.17 | -8.29
74579.18 | -8.34
74582.19 | -8.23
74585.2 | -8.41
74588.21 | -8.41
74591.23 | -8
74594.24 | -8.07
74597.25 | -8.39
74600.26 | -8.44
74603.27 | -8.2
74606.28 | -8.29
74609.3 | -8.29
74612.31 | -8.24
74615.32 | -8.14
74618.33 | -8.15
74621.34 | -8.4
74624.35 | -8.54
74627.37 | -8.52
74630.38 | -8.27
74633.39 | -8.22
74636.4 | -8.27
74639.41 | -8.18
74642.42 | -8.32
74645.44 | -8.17
74648.45 | -8.18
74651.46 | -8.35
74654.47 | -8.4
74657.48 | -8.26
74660.49 | -8.16
74663.5 | -8.22
74666.52 | -8.32
74669.53 | -8.35
74672.54 | -8.21
74675.55 | -8.19
74678.56 | -8.36
74681.57 | -8.3
74684.59 | -8.22
74687.6 | -8.4
74690.61 | -8.58
74693.62 | -8.45
74696.63 | -8.37
74699.64 | -8.39
74702.66 | -8.66
74705.67 | -8.68
74708.68 | -8.49
74711.69 | -8.45
74714.7 | -8.31
74717.71 | -8.35
74720.73 | -8.43
74723.74 | -8.61
74726.75 | -8.47
74729.76 | -8.09
74732.77 | -8.21
74735.78 | -8.45
74738.79 | -8.25
74741.81 | -8.28
74744.82 | -8.38
74747.83 | -8.74
74750.84 | -8.59
74753.85 | -8.63
74756.86 | -8.43
74759.88 | -8.29
74762.89 | -8.48
74765.9 | -8.56
74768.91 | -8.48
74771.92 | -8.62
74774.93 | -8.84
74777.95 | -8.63
74780.96 | -8.3
74783.97 | -8.44
74786.98 | -8.6
74789.99 | -8.51
74793 | -8.7
74796.02 | -8.61
74799.03 | -8.82
74802.04 | -8.86
74805.05 | -8.73
74808.06 | -8.66
74811.07 | -8.52
74814.08 | -8.47
74817.1 | -8.38
74820.11 | -8.46
74823.12 | -8.41
74826.13 | -8.36
74829.14 | -8.52
74832.15 | -8.8
74835.17 | -8.73
74838.18 | -8.66
74841.19 | -8.49
74844.2 | -8.44
74847.21 | -8.7
74850.22 | -8.49
74853.24 | -8.53
74856.25 | -8.48
74859.26 | -8.5
74862.27 | -8.48
74865.28 | -8.62
74868.29 | -8.49
74871.31 | -8.69
74874.32 | -8.79
74877.33 | -8.48
74880.34 | -8.58
74883.35 | -8.78
74886.36 | -8.87
74889.37 | -8.58
74892.39 | -8.63
74895.4 | -8.85
74898.41 | -8.84
74901.42 | -8.55
74904.43 | -8.59
74907.44 | -8.6
74910.46 | -8.53
74913.47 | -8.86
74916.48 | -9.2
74919.49 | -8.71
74922.5 | -8.57
74925.51 | -8.62
74928.53 | -8.92
74931.54 | -9.07
74934.55 | -8.75
74937.56 | -8.66
74940.57 | -8.67
74943.58 | -8.99
74946.59 | -8.98
74949.61 | -9.03
74952.62 | -8.92
74955.63 | -8.69
74958.64 | -8.77
74961.65 | -8.66
74964.66 | -8.93
74967.68 | -8.85
74970.69 | -8.89
74973.7 | -8.82
74976.71 | -8.68
74979.72 | -8.62
74982.73 | -8.72
74985.75 | -8.94
74988.76 | -8.81
74991.77 | -8.91
74994.78 | -8.87
74997.79 | -8.82
75000.8 | -8.74
75003.82 | -8.96
75006.83 | -8.94
75009.84 | -8.63
75012.85 | -8.72
75015.86 | -8.66
75018.87 | -8.77
75021.88 | -8.72
75024.9 | -8.63
75027.91 | -8.66
75030.92 | -8.73
75033.93 | -8.95
75036.94 | -8.73
75039.95 | -8.67
75042.97 | -8.54
75045.98 | -8.68
75048.99 | -8.94
75052 | -9.07
75055.01 | -9.24
75058.02 | -9.05
75061.04 | -9.14
75064.05 | -9.25
75067.06 | -9.09
75070.07 | -9.02
75073.08 | -8.85
75076.09 | -8.8
75079.11 | -9.06
75082.12 | -8.98
75085.13 | -8.93
75088.14 | -9
75091.15 | -8.93
75094.16 | -9.06
75097.17 | -9.1
75100.19 | -9
75103.2 | -8.89
75106.21 | -9.01
75109.22 | -8.8
75112.23 | -8.93
75115.24 | -9
75118.26 | -9.12
75121.27 | -9.12
75124.28 | -8.75
75127.29 | -8.69
75130.3 | -8.83
75133.31 | -8.93
75136.33 | -8.87
75139.34 | -8.89
75142.35 | -9.1
75145.36 | -9.11
75148.37 | -8.99
75151.38 | -8.72
75154.4 | -8.82
75157.41 | -8.69
75160.42 | -8.79
75163.43 | -9.24
75166.44 | -8.93
75169.45 | -8.85
75172.46 | -9.32
75175.48 | -9.26
75178.49 | -9.01
75181.5 | -8.93
75184.51 | -9.13
75187.52 | -9.17
75190.53 | -8.85
75193.55 | -8.82
75196.56 | -9
75199.57 | -8.86
75202.58 | -8.86
75205.59 | -8.86
75208.6 | -9.12
75211.62 | -9.05
75214.63 | -9.09
75217.64 | -8.92
75220.65 | -8.77
75223.66 | -9.09
75226.67 | -9.02
75229.69 | -9.1
75232.7 | -9.03
75235.71 | -9.29
75238.72 | -9.26
75241.73 | -8.98
75244.74 | -8.9
75247.75 | -9.14
75250.77 | -9.06
75253.78 | -8.94
75256.79 | -9.07
75259.8 | -9.17
75262.81 | -9.26
75265.82 | -9.09
75268.84 | -8.93
75271.85 | -8.9
75274.86 | -9.1
75277.87 | -9
75280.88 | -8.92
75283.89 | -8.97
75286.91 | -9.16
75289.92 | -9.37
75292.93 | -9.18
75295.94 | -9.2
75298.95 | -9.27
75301.96 | -9.18
75304.97 | -8.95
75307.99 | -8.9
75311 | -9.15
75314.01 | -9.23
75317.02 | -9.11
75320.03 | -9.23
75323.04 | -9.15
75326.06 | -9.21
75329.07 | -9.15
75332.08 | -9.21
75335.09 | -9.42
75338.1 | -9.12
75341.11 | -9.01
75344.13 | -9.13
75347.14 | -9.39
75350.15 | -9.37
75353.16 | -9.15
75356.17 | -9.23
75359.18 | -9.37
75362.2 | -9.34
75365.21 | -9.24
75368.22 | -9.14
75371.23 | -9.28
75374.24 | -9.46
75377.25 | -9.6
75380.26 | -9.43
75383.28 | -9.2
75386.29 | -9.27
75389.3 | -9.56
75392.31 | -9.29
75395.32 | -9.14
75398.33 | -9.07
75401.35 | -9.44
75404.36 | -9.4
75407.37 | -8.84
75410.38 | -8.89
75413.39 | -9.09
75416.4 | -9.39
75419.42 | -9.75
75422.43 | -9.52
75425.44 | -9.34
75428.45 | -9.17
75431.46 | -9.09
75434.47 | -9.31
75437.49 | -9.4
75440.5 | -9.3
75443.51 | -9.48
75446.52 | -9.29
75449.53 | -9.28
75452.54 | -9.42
75455.55 | -9.55
75458.57 | -9.31
75461.58 | -9.38
75464.59 | -9.43
75467.6 | -9.47
75470.61 | -9.27
75473.62 | -9.33
75476.64 | -9.38
75479.65 | -9.2
75482.66 | -9.04
75485.67 | -9.36
75488.68 | -9.47
75491.69 | -9.18
75494.71 | -9.34
75497.72 | -9.43
75500.73 | -9.64
75503.74 | -9.36
75506.75 | -9.42
75509.76 | -9.45
75512.78 | -9.58
75515.79 | -9.54
75518.8 | -9.69
75521.81 | -9.9
75524.82 | -9.78
75527.83 | -9.89
75530.84 | -9.79
75533.86 | -9.6
75536.87 | -9.62
75539.88 | -9.97
75542.89 | -9.85
75545.9 | -9.53
75548.91 | -9.39
75551.93 | -9.39
75554.94 | -9.41
75557.95 | -9.8
75560.96 | -9.73
75563.97 | -9.52
75566.98 | -9.74
75570 | -9.79
75573.01 | -9.47
75576.02 | -9.49
75579.03 | -9.58
75582.04 | -9.65
75585.05 | -9.45
75588.07 | -9.48
75591.08 | -9.47
75594.09 | -9.69
75597.1 | -9.62
75600.11 | -9.71
75603.12 | -9.84
75606.13 | -9.59
75609.15 | -9.43
75612.16 | -9.66
75615.17 | -9.53
75618.18 | -9.67
75621.19 | -9.71
75624.2 | -9.52
75627.22 | -9.44
75630.23 | -9.41
75633.24 | -9.39
75636.25 | -9.57
75639.26 | -9.69
75642.27 | -9.58
75645.29 | -9.28
75648.3 | -9.39
75651.31 | -9.48
75654.32 | -9.66
75657.33 | -9.68
75660.34 | -9.65
75663.35 | -9.58
75666.37 | -9.55
75669.38 | -9.55
75672.39 | -9.7
75675.4 | -9.64
75678.41 | -9.49
75681.42 | -9.42
75684.44 | -9.51
75687.45 | -9.87
75690.46 | -9.94
75693.47 | -9.87
75696.48 | -9.59
75699.49 | -9.48
75702.51 | -9.56
75705.52 | -9.68
75708.53 | -9.92
75711.54 | -9.67
75714.55 | -9.79
75717.56 | -9.63
75720.58 | -9.51
75723.59 | -10.01
75726.6 | -9.95
75729.61 | -9.59
75732.62 | -9.65
75735.63 | -9.46
75738.64 | -9.36
75741.66 | -9.66
75744.67 | -9.85
75747.68 | -9.8
75750.69 | -9.8
75753.7 | -9.65
75756.71 | -9.74
75759.73 | -9.83
75762.74 | -9.62
75765.75 | -9.68
75768.76 | -9.79
75771.77 | -9.61
75774.78 | -9.49
75777.8 | -9.62
75780.81 | -9.54
75783.82 | -9.55
75786.83 | -9.58
75789.84 | -9.84
75792.85 | -10.06
75795.87 | -9.96
75798.88 | -9.91
75801.89 | -9.45
75804.9 | -9.47
75807.91 | -9.7
75810.92 | -9.87
75813.93 | -9.83
75816.95 | -10.01
75819.96 | -10.12
75822.97 | -10.05
75825.98 | -9.98
75828.99 | -10.13
75832 | -9.76
75835.02 | -9.6
75838.03 | -9.77
75841.04 | -9.85
75844.05 | -9.86
75847.06 | -9.81
75850.07 | -9.83
75853.09 | -9.9
75856.1 | -9.96
75859.11 | -9.81
75862.12 | -9.72
75865.13 | -9.84
75868.14 | -9.99
75871.16 | -9.92
75874.17 | -10.02
75877.18 | -10.07
75880.19 | -9.96
75883.2 | -9.72
75886.21 | -9.79
75889.22 | -9.98
75892.24 | -9.87
75895.25 | -10.16
75898.26 | -9.9
75901.27 | -9.86
75904.28 | -9.9
75907.29 | -9.8
75910.31 | -10
75913.32 | -10.16
75916.33 | -10.04
75919.34 | -10.02
75922.35 | -10.04
75925.36 | -9.98
75928.38 | -10.05
75931.39 | -10.07
75934.4 | -9.86
75937.41 | -9.78
75940.42 | -9.73
75943.43 | -9.66
75946.45 | -10.07
75949.46 | -10.13
75952.47 | -10.16
75955.48 | -10.22
75958.49 | -10.19
75961.5 | -10
75964.51 | -9.98
75967.53 | -10.03
75970.54 | -9.98
75973.55 | -10.08
75976.56 | -10.01
75979.57 | -10.16
75982.58 | -10.14
75985.6 | -10
75988.61 | -9.99
75991.62 | -10.16
75994.63 | -10.14
75997.64 | -9.87
76000.65 | -9.68
76003.67 | -10.1
76006.68 | -10.29
76009.69 | -10.08
76012.7 | -10.13
76015.71 | -10.19
76018.72 | -10.02
76021.73 | -9.92
76024.75 | -10.06
76027.76 | -10.26
76030.77 | -10.22
76033.78 | -10.26
76036.79 | -10.03
76039.8 | -9.91
76042.82 | -10.07
76045.83 | -10.06
76048.84 | -10.08
76051.85 | -10.11
76054.86 | -10.05
76057.87 | -10.32
76060.89 | -10.3
76063.9 | -10
76066.91 | -9.99
76069.92 | -10.22
76072.93 | -10.17
76075.94 | -10.09
76078.96 | -10.25
76081.97 | -10.14
76084.98 | -10.04
76087.99 | -10.12
76091 | -10.29
76094.01 | -10.25
76097.02 | -10.31
76100.04 | -10.32
76103.05 | -10.18
76106.06 | -10.43
76109.07 | -10.24
76112.08 | -9.89
76115.09 | -9.75
76118.11 | -9.98
76121.12 | -10.07
76124.13 | -10.27
76127.14 | -10.35
76130.15 | -10.46
76133.16 | -10.32
76136.18 | -10.12
76139.19 | -10.25
76142.2 | -10.21
76145.21 | -10.4
76148.22 | -10.43
76151.23 | -10.25
76154.25 | -10.1
76157.26 | -10.03
76160.27 | -9.98
76163.28 | -10.08
76166.29 | -10.17
76169.3 | -10.23
76172.31 | -10.35
76175.33 | -10.21
76178.34 | -9.91
76181.35 | -10.21
76184.36 | -10.41
76187.37 | -10.46
76190.38 | -10.28
76193.4 | -10.08
76196.41 | -10.22
76199.42 | -10.25
76202.43 | -10.35
76205.44 | -10.37
76208.45 | -10.46
76211.47 | -10.36
76214.48 | -10.22
76217.49 | -10.25
76220.5 | -10.58
76223.51 | -10.55
76226.52 | -10.28
76229.54 | -10.23
76232.55 | -10.04
76235.56 | -10.27
76238.57 | -10.62
76241.58 | -10.68
76244.59 | -10.57
76247.6 | -10.58
76250.62 | -10.6
76253.63 | -10.69
76256.64 | -10.81
76259.65 | -10.62
76262.66 | -10.56
76265.67 | -10.24
76268.69 | -10.18
76271.7 | -10.12
76274.71 | -10.28
76277.72 | -10.25
76280.73 | -10.17
76283.74 | -10.15
76286.76 | -10.21
76289.77 | -10.23
76292.78 | -10.36
76295.79 | -10.3
76298.8 | -10.25
76301.81 | -10.24
76304.83 | -10.53
76307.84 | -10.63
76310.85 | -10.48
76313.86 | -10.44
76316.87 | -10.69
76319.88 | -10.46
76322.89 | -10.23
76325.91 | -10.59
76328.92 | -10.65
76331.93 | -10.48
76334.94 | -10.57
76337.95 | -10.64
76340.96 | -10.56
76343.98 | -10.42
76346.99 | -10.2
76350 | -10.49
76353.01 | -10.53
76356.02 | -10.5
76359.03 | -10.24
76362.05 | -10.28
76365.06 | -10.43
76368.07 | -10.51
76371.08 | -10.61
76374.09 | -10.69
76377.1 | -10.59
76380.11 | -10.55
76383.13 | -10.54
76386.14 | -10.51
76389.15 | -10.54
76392.16 | -10.36
76395.17 | -10.39
76398.18 | -10.38
76401.2 | -10.49
76404.21 | -10.53
76407.22 | -10.73
76410.23 | -10.69
76413.24 | -10.63
76416.25 | -10.48
76419.27 | -10.44
76422.28 | -10.46
76425.29 | -10.49
76428.3 | -10.45
76431.31 | -10.55
76434.32 | -10.79
76437.34 | -10.77
76440.35 | -10.61
76443.36 | -10.65
76446.37 | -10.83
76449.38 | -10.77
76452.39 | -10.85
76455.4 | -10.99
76458.42 | -10.93
76461.43 | -10.71
76464.44 | -10.76
76467.45 | -10.68
76470.46 | -10.47
76473.47 | -10.5
76476.49 | -10.48
76479.5 | -10.71
76482.51 | -10.81
76485.52 | -10.51
76488.53 | -10.51
76491.54 | -10.55
76494.56 | -10.5
76497.57 | -10.54
76500.58 | -10.37
76503.59 | -10.59
76506.6 | -10.66
76509.61 | -10.91
76512.63 | -10.9
76515.64 | -10.96
76518.65 | -10.87
76521.66 | -10.74
76524.67 | -10.83
76527.68 | -10.69
76530.69 | -10.37
76533.71 | -10.59
76536.72 | -10.77
76539.73 | -10.67
76542.74 | -10.5
76545.75 | -10.71
76548.76 | -10.89
76551.78 | -10.89
76554.79 | -10.7
76557.8 | -10.62
76560.81 | -10.52
76563.82 | -10.86
76566.83 | -11.03
76569.85 | -10.84
76572.86 | -10.97
76575.87 | -10.96
76578.88 | -10.75
76581.89 | -10.83
76584.9 | -10.38
76587.92 | -10.5
76590.93 | -10.97
76593.94 | -11.23
76596.95 | -11
76599.96 | -10.93
76602.97 | -11.16
76605.98 | -11.32
76609 | -11.06
76612.01 | -10.74
76615.02 | -10.71
76618.03 | -10.96
76621.04 | -11
76624.05 | -10.97
76627.07 | -10.76
76630.08 | -10.66
76633.09 | -10.68
76636.1 | -10.82
76639.11 | -11.11
76642.12 | -11.25
76645.14 | -11.02
76648.15 | -10.95
76651.16 | -11.03
76654.17 | -10.96
76657.18 | -10.92
76660.19 | -10.83
76663.21 | -10.78
76666.22 | -10.99
76669.23 | -11.07
76672.24 | -11.17
76675.25 | -10.87
76678.26 | -10.73
76681.27 | -10.88
76684.29 | -10.99
76687.3 | -11.16
76690.31 | -11.1
76693.32 | -11
76696.33 | -11.01
76699.34 | -10.82
76702.36 | -10.75
76705.37 | -10.93
76708.38 | -10.88
76711.39 | -10.69
76714.4 | -10.71
76717.41 | -10.99
76720.43 | -10.99
76723.44 | -10.89
76726.45 | -11.04
76729.46 | -11.19
76732.47 | -11.13
76735.48 | -10.96
76738.49 | -11.07
76741.51 | -11.31
76744.52 | -11.14
76747.53 | -10.97
76750.54 | -10.89
76753.55 | -11
76756.56 | -10.99
76759.58 | -11.19
76762.59 | -11.33
76765.6 | -11.19
76768.61 | -11.1
76771.62 | -11.11
76774.63 | -11.09
76777.65 | -11.01
76780.66 | -11
76783.67 | -10.98
76786.68 | -11.01
76789.69 | -10.94
76792.7 | -11.07
76795.72 | -11.39
76798.73 | -11.34
76801.74 | -11.18
76804.75 | -11.15
76807.76 | -11.17
76810.77 | -11.02
76813.78 | -11.24
76816.8 | -11.07
76819.81 | -11.18
76822.82 | -11.25
76825.83 | -11.08
76828.84 | -11.01
76831.85 | -11.03
76834.87 | -11.22
76837.88 | -11.37
76840.89 | -11.3
76843.9 | -10.96
76846.91 | -10.86
76849.92 | -10.97
76852.94 | -11.11
76855.95 | -11.48
76858.96 | -11.2
76861.97 | -11.11
76864.98 | -11.35
76867.99 | -11.36
76871.01 | -11.31
76874.02 | -11.28
76877.03 | -11.29
76880.04 | -11.36
76883.05 | -11.38
76886.06 | -11.39
76889.07 | -11.46
76892.09 | -11.32
76895.1 | -11.25
76898.11 | -11.32
76901.12 | -11.34
76904.13 | -11.26
76907.14 | -11.21
76910.16 | -11.31
76913.17 | -11.51
76916.18 | -11.5
76919.19 | -11.55
76922.2 | -11.45
76925.21 | -11.38
76928.23 | -11.36
76931.24 | -11.19
76934.25 | -11.23
76937.26 | -11.31
76940.27 | -11.12
76943.28 | -11.16
76946.3 | -11.22
76949.31 | -11.1
76952.32 | -11.14
76955.33 | -11.14
76958.34 | -11.19
76961.35 | -11.22
76964.36 | -11.32
76967.38 | -11.47
76970.39 | -11.44
76973.4 | -11.34
76976.41 | -11.64
76979.42 | -11.87
76982.43 | -11.67
76985.45 | -11.48
76988.46 | -11.53
76991.47 | -11.32
76994.48 | -11.44
76997.49 | -11.46
77000.5 | -11.55
77003.52 | -11.49
77006.53 | -11.38
77009.54 | -11.36
77012.55 | -11.53
77015.56 | -11.58
77018.57 | -11.51
77021.59 | -11.39
77024.6 | -11.4
77027.61 | -11.49
77030.62 | -11.39
77033.63 | -11.51
77036.64 | -11.52
77039.65 | -11.43
77042.67 | -11.16
77045.68 | -11.29
77048.69 | -11.45
77051.7 | -11.65
77054.71 | -11.49
77057.72 | -11.38
77060.74 | -11.62
77063.75 | -11.49
77066.76 | -11.59
77069.77 | -11.69
77072.78 | -11.62
77075.79 | -11.64
77078.81 | -11.74
77081.82 | -11.73
77084.83 | -11.9
77087.84 | -11.82
77090.85 | -11.75
77093.86 | -11.76
77096.88 | -11.42
77099.89 | -11.59
77102.9 | -11.84
77105.91 | -11.45
77108.92 | -11.25
77111.93 | -11.34
77114.94 | -11.59
77117.96 | -11.51
77120.97 | -11.26
77123.98 | -11.36
77126.99 | -11.63
77130 | -11.61
77133.01 | -11.78
77136.03 | -11.61
77139.04 | -11.64
77142.05 | -11.81
77145.06 | -11.59
77148.07 | -11.76
77151.08 | -11.59
77154.1 | -11.24
77157.11 | -11.28
77160.12 | -11.6
77163.13 | -11.85
77166.14 | -11.69
77169.15 | -11.43
77172.16 | -11.57
77175.18 | -11.52
77178.19 | -11.5
77181.2 | -11.65
77184.21 | -11.6
77187.22 | -11.61
77190.23 | -11.78
77193.25 | -11.9
77196.26 | -11.92
77199.27 | -11.77
77202.28 | -11.69
77205.29 | -11.73
77208.3 | -11.82
77211.32 | -11.93
77214.33 | -12.06
77217.34 | -11.97
77220.35 | -11.5
77223.36 | -11.42
77226.37 | -11.9
77229.39 | -12.07
77232.4 | -11.37
77235.41 | -11.53
77238.42 | -11.86
77241.43 | -11.97
77244.44 | -11.86
77247.45 | -11.92
77250.47 | -12.13
77253.48 | -11.8
77256.49 | -11.84
77259.5 | -11.85
77262.51 | -12.04
77265.52 | -12.05
77268.54 | -11.88
77271.55 | -11.77
77274.56 | -11.91
77277.57 | -11.85
77280.58 | -11.66
77283.59 | -12.07
77286.61 | -12.12
77289.62 | -12.19
77292.63 | -12.09
77295.64 | -11.79
77298.65 | -11.85
77301.66 | -11.82
77304.68 | -11.99
77307.69 | -11.91
77310.7 | -11.99
77313.71 | -11.95
77316.72 | -11.94
77319.73 | -11.91
77322.74 | -11.68
77325.76 | -11.89
77328.77 | -12.27
77331.78 | -12.06
77334.79 | -11.98
77337.8 | -11.86
77340.81 | -11.88
77343.83 | -11.97
77346.84 | -11.88
77349.85 | -11.62
77352.86 | -11.91
77355.87 | -12.11
77358.88 | -11.92
77361.9 | -11.79
77364.91 | -11.58
77367.92 | -11.89
77370.93 | -12.05
77373.94 | -11.9
77376.95 | -11.97
77379.97 | -12.12
77382.98 | -12.2
77385.99 | -12.28
77389 | -11.77
77392.01 | -11.74
77395.02 | -11.95
77398.03 | -11.88
77401.05 | -12
77404.06 | -11.89
77407.07 | -11.94
77410.08 | -12.16
77413.09 | -12.2
77416.1 | -12.05
77419.12 | -11.91
77422.13 | -12.1
77425.14 | -11.87
77428.15 | -12.05
77431.16 | -12.29
77434.17 | -12.21
77437.19 | -12.02
77440.2 | -11.79
77443.21 | -11.85
77446.22 | -11.96
77449.23 | -12.18
77452.24 | -12.01
77455.26 | -11.91
77458.27 | -11.92
77461.28 | -12.12
77464.29 | -12.33
77467.3 | -12.29
77470.31 | -12.22
77473.32 | -11.98
77476.34 | -11.93
77479.35 | -12.05
77482.36 | -12.01
77485.37 | -11.83
77488.38 | -11.65
77491.39 | -11.95
77494.41 | -11.97
77497.42 | -12
77500.43 | -12.05
77503.44 | -11.98
77506.45 | -12.13
77509.46 | -12.19
77512.48 | -12.1
77515.49 | -12.13
77518.5 | -12.21
77521.51 | -12.08
77524.52 | -12.16
77527.53 | -12.26
77530.54 | -12.29
77533.56 | -12.16
77536.57 | -12.22
77539.58 | -12.37
77542.59 | -12.44
77545.6 | -12.2
77548.61 | -11.93
77551.63 | -12.02
77554.64 | -12.22
77557.65 | -12.57
77560.66 | -12.41
77563.67 | -12.26
77566.68 | -12.48
77569.7 | -12.69
77572.71 | -12.37
77575.72 | -12.65
77578.73 | -12.47
77581.74 | -12.37
77584.75 | -12.32
77587.77 | -12.23
77590.78 | -12.05
77593.79 | -12.22
77596.8 | -12.29
77599.81 | -12.3
77602.82 | -12.27
77605.83 | -12.29
77608.85 | -12.3
77611.86 | -12.2
77614.87 | -12.35
77617.88 | -12.62
77620.89 | -12.83
77623.9 | -12.41
77626.92 | -12.36
77629.93 | -12.49
77632.94 | -12.46
77635.95 | -12.52
77638.96 | -12.55
77641.97 | -12.43
77644.99 | -12.57
77648 | -12.47
77651.01 | -12.33
77654.02 | -12.33
77657.03 | -12.27
77660.04 | -12.36
77663.06 | -12.44
77666.07 | -12.34
77669.08 | -12.36
77672.09 | -12.33
77675.1 | -12.38
77678.11 | -12.58
77681.12 | -12.35
77684.14 | -12.38
77687.15 | -12.56
77690.16 | -12.55
77693.17 | -12.44
77696.18 | -12.49
77699.19 | -12.64
77702.21 | -12.47
77705.22 | -12.5
77708.23 | -12.55
77711.24 | -12.81
77714.25 | -12.54
77717.26 | -12.42
77720.28 | -12.52
77723.29 | -12.73
77726.3 | -12.63
77729.31 | -12.57
77732.32 | -12.64
77735.33 | -12.66
77738.35 | -12.61
77741.36 | -12.41
77744.37 | -12.58
77747.38 | -12.67
77750.39 | -12.56
77753.4 | -12.7
77756.41 | -12.69
77759.43 | -12.62
77762.44 | -12.51
77765.45 | -12.62
77768.46 | -12.76
77771.47 | -12.42
77774.48 | -12.49
77777.5 | -12.71
77780.51 | -12.49
77783.52 | -12.5
77786.53 | -12.74
77789.54 | -12.95
77792.55 | -12.95
77795.57 | -12.77
77798.58 | -12.56
77801.59 | -12.65
77804.6 | -12.6
77807.61 | -12.68
77810.62 | -12.48
77813.64 | -12.52
77816.65 | -12.76
77819.66 | -12.63
77822.67 | -12.67
77825.68 | -12.69
77828.69 | -12.53
77831.7 | -12.74
77834.72 | -12.95
77837.73 | -12.83
77840.74 | -12.57
77843.75 | -12.43
77846.76 | -12.5
77849.77 | -12.72
77852.79 | -12.79
77855.8 | -12.75
77858.81 | -12.78
77861.82 | -12.64
77864.83 | -12.84
77867.84 | -12.92
77870.86 | -12.95
77873.87 | -12.74
77876.88 | -12.82
77879.89 | -12.81
77882.9 | -12.87
77885.91 | -12.91
77888.92 | -12.82
77891.94 | -12.96
77894.95 | -13.07
77897.96 | -12.8
77900.97 | -12.67
77903.98 | -12.63
77906.99 | -12.66
77910.01 | -12.6
77913.02 | -12.54
77916.03 | -12.73
77919.04 | -12.85
77922.05 | -13.01
77925.06 | -12.97
77928.08 | -12.79
77931.09 | -12.66
77934.1 | -12.6
77937.11 | -12.84
77940.12 | -12.9
77943.13 | -12.87
77946.15 | -12.89
77949.16 | -12.91
77952.17 | -12.82
77955.18 | -12.82
77958.19 | -12.92
77961.2 | -12.77
77964.21 | -12.69
77967.23 | -12.81
77970.24 | -12.89
77973.25 | -12.88
77976.26 | -12.98
77979.27 | -12.96
77982.28 | -13.01
77985.3 | -12.77
77988.31 | -12.93
77991.32 | -12.87
77994.33 | -12.98
77997.34 | -13.21
78000.35 | -13.09
78003.37 | -12.98
78006.38 | -12.68
78009.39 | -12.78
78012.4 | -12.97
78015.41 | -12.95
78018.42 | -12.88
78021.44 | -12.98
78024.45 | -13.2
78027.46 | -13.24
78030.47 | -13
78033.48 | -13
78036.49 | -13
78039.5 | -12.98
78042.52 | -13.17
78045.53 | -12.97
78048.54 | -12.68
78051.55 | -12.86
78054.56 | -12.9
78057.57 | -12.88
78060.59 | -12.99
78063.6 | -13.11
78066.61 | -12.93
78069.62 | -12.96
78072.63 | -13.15
78075.64 | -13.17
78078.66 | -13.15
78081.67 | -13.02
78084.68 | -13.2
78087.69 | -13.39
78090.7 | -13.09
78093.71 | -12.98
78096.73 | -13.1
78099.74 | -13.03
78102.75 | -12.9
78105.76 | -12.93
78108.77 | -13.27
78111.78 | -13.4
78114.79 | -13.43
78117.81 | -13.2
78120.82 | -13.11
78123.83 | -13.15
78126.84 | -13.16
78129.85 | -13.06
78132.86 | -13.12
78135.88 | -13.12
78138.89 | -13.15
78141.9 | -13.6
78144.91 | -13.65
78147.92 | -13.34
78150.93 | -12.97
78153.95 | -13.09
78156.96 | -13.29
78159.97 | -13.17
78162.98 | -13.12
78165.99 | -13.28
78169 | -12.83
78172.02 | -12.84
78175.03 | -12.96
78178.04 | -13.13
78181.05 | -13.09
78184.06 | -13.15
78187.07 | -13.24
78190.08 | -13.27
78193.1 | -13.18
78196.11 | -13.24
78199.12 | -13.14
78202.13 | -13.06
78205.14 | -13.17
78208.15 | -13.18
78211.17 | -13.36
78214.18 | -13.49
78217.19 | -13.31
78220.2 | -13.29
78223.21 | -13.37
78226.22 | -13.42
78229.24 | -13.27
78232.25 | -13.23
78235.26 | -13.42
78238.27 | -13.49
78241.28 | -13.44
78244.29 | -13.14
78247.3 | -13.35
78250.32 | -13.37
78253.33 | -13.41
78256.34 | -13.51
78259.35 | -13.31
78262.36 | -13.47
78265.37 | -13.31
78268.39 | -13.35
78271.4 | -13.35
78274.41 | -13.43
78277.42 | -13.5
78280.43 | -13.64
78283.44 | -13.65
78286.46 | -13.51
78289.47 | -13.51
78292.48 | -13.62
78295.49 | -13.37
78298.5 | -13.28
78301.51 | -13.52
78304.53 | -13.47
78307.54 | -13.41
78310.55 | -13.48
78313.56 | -13.41
78316.57 | -13.47
78319.58 | -13.72
78322.59 | -13.72
78325.61 | -13.46
78328.62 | -13.35
78331.63 | -13.4
78334.64 | -13.44
78337.65 | -13.42
78340.66 | -13.35
78343.68 | -13.2
78346.69 | -13.43
78349.7 | -13.3
78352.71 | -13.45
78355.72 | -13.79
78358.73 | -13.61
78361.75 | -13.61
78364.76 | -13.59
78367.77 | -13.54
78370.78 | -13.44
78373.79 | -13.51
78376.8 | -13.75
78379.82 | -13.55
78382.83 | -13.47
78385.84 | -13.48
78388.85 | -13.65
78391.86 | -13.58
78394.87 | -13.56
78397.88 | -13.67
78400.9 | -13.7
78403.91 | -13.73
78406.92 | -13.75
78409.93 | -13.63
78412.94 | -13.27
78415.95 | -13.47
78418.97 | -13.54
78421.98 | -13.58
78424.99 | -13.43
78428 | -13.67
78431.01 | -13.81
78434.02 | -13.71
78437.04 | -13.66
78440.05 | -13.64
78443.06 | -13.98
78446.07 | -13.82
78449.08 | -13.68
78452.09 | -13.59
78455.11 | -13.29
78458.12 | -13.39
78461.13 | -13.54
78464.14 | -13.53
78467.15 | -13.41
78470.16 | -13.42
78473.17 | -13.61
78476.19 | -13.77
78479.2 | -13.98
78482.21 | -13.95
78485.22 | -13.78
78488.23 | -13.5
78491.24 | -13.59
78494.26 | -14.04
78497.27 | -14
78500.28 | -13.91
78503.29 | -13.61
78506.3 | -13.66
78509.31 | -13.85
78512.33 | -14
78515.34 | -13.94
78518.35 | -13.78
78521.36 | -13.62
78524.37 | -13.84
78527.38 | -13.92
78530.4 | -13.82
78533.41 | -13.8
78536.42 | -13.82
78539.43 | -13.89
78542.44 | -13.78
78545.45 | -13.57
78548.46 | -13.82
78551.48 | -13.94
78554.49 | -13.9
78557.5 | -13.96
78560.51 | -14.07
78563.52 | -13.91
78566.53 | -13.87
78569.55 | -13.94
78572.56 | -14.15
78575.57 | -13.94
78578.58 | -13.82
78581.59 | -14.01
78584.6 | -14
78587.62 | -14.04
78590.63 | -14.13
78593.64 | -13.83
78596.65 | -13.77
78599.66 | -13.72
78602.67 | -13.6
78605.68 | -13.64
78608.7 | -13.98
78611.71 | -13.99
78614.72 | -13.95
78617.73 | -13.95
78620.74 | -14.13
78623.75 | -14.29
78626.77 | -13.99
78629.78 | -13.87
78632.79 | -14.02
78635.8 | -14.02
78638.81 | -14.19
78641.82 | -14.2
78644.84 | -14.07
78647.85 | -14.18
78650.86 | -14.06
78653.87 | -14.26
78656.88 | -14.12
78659.89 | -14.08
78662.91 | -13.95
78665.92 | -13.92
78668.93 | -14.02
78671.94 | -14.09
78674.95 | -14.29
78677.96 | -14.14
78680.97 | -13.91
78683.99 | -13.75
78687 | -13.91
78690.01 | -13.97
78693.02 | -13.93
78696.03 | -13.89
78699.04 | -13.95
78702.06 | -14.17
78705.07 | -14.39
78708.08 | -14.33
78711.09 | -14.21
78714.1 | -13.96
78717.11 | -13.96
78720.13 | -14.01
78723.14 | -14.05
78726.15 | -14.26
78729.16 | -14.24
78732.17 | -14.33
78735.18 | -14.43
78738.2 | -14.09
78741.21 | -14.19
78744.22 | -14.46
78747.23 | -14.15
78750.24 | -14.22
78753.25 | -14.43
78756.26 | -14.37
78759.28 | -14.26
78762.29 | -14.18
78765.3 | -14.32
78768.31 | -14.28
78771.32 | -14.07
78774.33 | -14.25
78777.35 | -14.69
78780.36 | -14.45
78783.37 | -14.14
78786.38 | -13.99
78789.39 | -14.08
78792.4 | -14.19
78795.42 | -14.55
78798.43 | -14.49
78801.44 | -14.11
78804.45 | -14.14
78807.46 | -14.1
78810.47 | -14.17
78813.49 | -14.35
78816.5 | -14.33
78819.51 | -14.53
78822.52 | -14.57
78825.53 | -14.48
78828.54 | -14.24
78831.55 | -14.25
78834.57 | -14.17
78837.58 | -14.26
78840.59 | -14.44
78843.6 | -14.46
78846.61 | -14.41
78849.62 | -14.43
78852.64 | -14.28
78855.65 | -14.49
78858.66 | -14.72
78861.67 | -14.36
78864.68 | -14.56
78867.69 | -14.32
78870.71 | -14.29
78873.72 | -14.21
78876.73 | -14.31
78879.74 | -14.36
78882.75 | -14.73
78885.76 | -14.8
78888.78 | -14.43
78891.79 | -14.19
78894.8 | -14.16
78897.81 | -14.29
78900.82 | -14.3
78903.83 | -14.54
78906.84 | -14.44
78909.86 | -14.45
78912.87 | -14.43
78915.88 | -14.62
78918.89 | -14.82
78921.9 | -14.52
78924.91 | -14.54
78927.93 | -14.69
78930.94 | -14.57
78933.95 | -14.31
78936.96 | -14.49
78939.97 | -14.64
78942.98 | -14.51
78946 | -14.79
78949.01 | -14.74
78952.02 | -14.72
78955.03 | -14.77
78958.04 | -14.52
78961.05 | -14.22
78964.06 | -14.46
78967.08 | -14.79
78970.09 | -14.83
78973.1 | -14.46
78976.11 | -14.37
78979.12 | -14.23
78982.13 | -14.72
78985.15 | -14.8
78988.16 | -14.57
78991.17 | -14.42
78994.18 | -14.51
78997.19 | -14.61
79000.2 | -14.59
79003.22 | -14.69
79006.23 | -14.74
79009.24 | -14.93
79012.25 | -14.83
79015.26 | -14.51
79018.27 | -14.65
79021.29 | -14.72
79024.3 | -14.64
79027.31 | -14.46
79030.32 | -14.41
79033.33 | -14.45
79036.34 | -14.35
79039.35 | -14.61
79042.37 | -14.84
79045.38 | -14.91
79048.39 | -14.7
79051.4 | -14.32
79054.41 | -14.5
79057.42 | -14.78
79060.44 | -14.61
79063.45 | -14.36
79066.46 | -14.44
79069.47 | -14.78
79072.48 | -14.71
79075.49 | -14.81
79078.51 | -14.86
79081.52 | -14.74
79084.53 | -14.73
79087.54 | -14.76
79090.55 | -14.74
79093.56 | -14.74
79096.58 | -14.64
79099.59 | -14.97
79102.6 | -14.86
79105.61 | -14.92
79108.62 | -14.9
79111.63 | -14.96
79114.64 | -15.19
79117.66 | -14.96
79120.67 | -14.72
79123.68 | -14.71
79126.69 | -14.74
79129.7 | -15.09
79132.71 | -15.13
79135.73 | -14.81
79138.74 | -15.1
79141.75 | -15
79144.76 | -14.89
79147.77 | -14.64
79150.78 | -14.67
79153.8 | -14.53
79156.81 | -14.45
79159.82 | -14.81
79162.83 | -15.02
79165.84 | -14.92
79168.85 | -14.82
79171.87 | -14.94
79174.88 | -14.9
79177.89 | -14.95
79180.9 | -14.88
79183.91 | -15.04
79186.92 | -15.09
79189.93 | -14.76
79192.95 | -14.89
79195.96 | -15.05
79198.97 | -15.03
79201.98 | -15.01
79204.99 | -14.81
79208 | -14.77
79211.02 | -14.94
79214.03 | -14.92
79217.04 | -14.74
79220.05 | -14.62
79223.06 | -14.78
79226.07 | -15.15
79229.09 | -14.96
79232.1 | -14.69
79235.11 | -14.8
79238.12 | -15.13
79241.13 | -15.06
79244.14 | -15.06
79247.16 | -15.15
79250.17 | -14.81
79253.18 | -14.82
79256.19 | -15.2
79259.2 | -15.17
79262.21 | -15.1
79265.22 | -15.31
79268.24 | -15.15
79271.25 | -15.17
79274.26 | -15
79277.27 | -15.14
79280.28 | -15.07
79283.29 | -14.87
79286.31 | -15.27
79289.32 | -15.51
79292.33 | -15.27
79295.34 | -15.09
79298.35 | -15.02
79301.36 | -15.08
79304.38 | -15.36
79307.39 | -15.14
79310.4 | -15.17
79313.41 | -15.19
79316.42 | -15.05
79319.43 | -15.03
79322.44 | -14.91
79325.46 | -15.11
79328.47 | -15.4
79331.48 | -15.34
79334.49 | -15.14
79337.5 | -14.92
79340.51 | -15.05
79343.53 | -15.21
79346.54 | -15.6
79349.55 | -15.55
79352.56 | -15.23
79355.57 | -15.15
79358.58 | -15.66
79361.6 | -15.49
79364.61 | -15.4
79367.62 | -15.34
79370.63 | -15.2
79373.64 | -15.46
79376.65 | -15.47
79379.67 | -15.35
79382.68 | -15.43
79385.69 | -15.51
79388.7 | -15.39
79391.71 | -15.27
79394.72 | -15.31
79397.73 | -15.24
79400.75 | -15.44
79403.76 | -15.6
79406.77 | -15.49
79409.78 | -15.36
79412.79 | -15.19
79415.8 | -15.07
79418.82 | -15.15
79421.83 | -15.23
79424.84 | -15.24
79427.85 | -15.24
79430.86 | -15.3
79433.87 | -15.27
79436.89 | -15.43
79439.9 | -15.41
79442.91 | -15.41
79445.92 | -15.52
79448.93 | -15.45
79451.94 | -15.37
79454.96 | -15.35
79457.97 | -15.37
79460.98 | -15.47
79463.99 | -15.53
79467 | -15.43
79470.01 | -15.31
79473.02 | -15.26
79476.04 | -15.42
79479.05 | -15.37
79482.06 | -15.26
79485.07 | -15.43
79488.08 | -15.54
79491.09 | -15.38
79494.11 | -15.62
79497.12 | -15.82
79500.13 | -15.74
79503.14 | -15.48
79506.15 | -15.45
79509.16 | -15.54
79512.18 | -15.45
79515.19 | -15.28
79518.2 | -15.41
79521.21 | -15.56
79524.22 | -15.6
79527.23 | -15.45
79530.25 | -15.58
79533.26 | -15.41
79536.27 | -15.45
79539.28 | -15.77
79542.29 | -15.56
79545.3 | -15.48
79548.31 | -15.55
79551.33 | -15.53
79554.34 | -15.63
79557.35 | -15.58
79560.36 | -15.6
79563.37 | -15.54
79566.38 | -15.38
79569.4 | -15.55
79572.41 | -15.56
79575.42 | -15.54
79578.43 | -15.63
79581.44 | -15.72
79584.45 | -15.83
79587.47 | -15.84
79590.48 | -15.66
79593.49 | -15.77
79596.5 | -15.72
79599.51 | -15.64
79602.52 | -15.75
79605.54 | -15.46
79608.55 | -15.52
79611.56 | -15.84
79614.57 | -15.79
79617.58 | -15.82
79620.59 | -15.57
79623.6 | -15.69
79626.62 | -15.53
79629.63 | -15.48
79632.64 | -15.64
79635.65 | -15.82
79638.66 | -15.63
79641.67 | -15.62
79644.69 | -15.83
79647.7 | -15.96
79650.71 | -15.85
79653.72 | -15.72
79656.73 | -15.81
79659.74 | -15.78
79662.76 | -15.98
79665.77 | -15.73
79668.78 | -15.62
79671.79 | -15.83
79674.8 | -15.76
79677.81 | -15.63
79680.82 | -15.82
79683.84 | -16.05
79686.85 | -15.96
79689.86 | -15.73
79692.87 | -15.82
79695.88 | -15.95
79698.89 | -15.74
79701.91 | -16.03
79704.92 | -16.23
79707.93 | -16.06
79710.94 | -16.03
79713.95 | -15.95
79716.96 | -15.95
79719.98 | -15.91
79722.99 | -15.68
79726 | -15.83
79729.01 | -16.02
79732.02 | -15.82
79735.03 | -15.81
79738.05 | -15.77
79741.06 | -15.59
79744.07 | -15.5
79747.08 | -15.95
79750.09 | -16.2
79753.1 | -16.15
79756.11 | -15.93
79759.13 | -15.94
79762.14 | -15.99
79765.15 | -15.92
79768.16 | -16.17
79771.17 | -16.34
79774.18 | -16.19
79777.2 | -16.05
79780.21 | -16.14
79783.22 | -16.44
79786.23 | -16.11
79789.24 | -15.89
79792.25 | -15.91
79795.27 | -15.76
79798.28 | -15.82
79801.29 | -15.64
79804.3 | -15.85
79807.31 | -16.31
79810.32 | -16.31
79813.34 | -16.03
79816.35 | -15.99
79819.36 | -16.1
79822.37 | -16.13
79825.38 | -16.36
79828.39 | -16.11
79831.4 | -15.85
79834.42 | -15.95
79837.43 | -16.16
79840.44 | -16.05
79843.45 | -16.09
79846.46 | -16.15
79849.47 | -16.27
79852.49 | -16.59
79855.5 | -16.26
79858.51 | -16.1
79861.52 | -16.07
79864.53 | -15.87
79867.54 | -16.02
79870.56 | -16
79873.57 | -16
79876.58 | -16.16
79879.59 | -16.45
79882.6 | -16.47
79885.61 | -16.1
79888.63 | -16.38
79891.64 | -16.28
79894.65 | -16.05
79897.66 | -16.42
79900.67 | -16.4
79903.68 | -16.18
79906.69 | -16.05
79909.71 | -16.11
79912.72 | -16.37
79915.73 | -16.26
79918.74 | -16.23
79921.75 | -16.28
79924.76 | -16.29
79927.78 | -16.24
79930.79 | -16.29
79933.8 | -16.32
79936.81 | -16.38
79939.82 | -16.18
79942.83 | -16.21
79945.85 | -16.38
79948.86 | -16.31
79951.87 | -16.33
79954.88 | -16.3
79957.89 | -16.37
79960.9 | -16.45
79963.92 | -16.49
79966.93 | -16.42
79969.94 | -16.41
79972.95 | -16.46
79975.96 | -16.58
79978.97 | -16.54
79981.98 | -16.34
79985 | -16.23
79988.01 | -16.46
79991.02 | -16.55
79994.03 | -16.38
79997.04 | -16.4
80000.05 | -16.52
80003.07 | -16.43
80006.08 | -16.35
80009.09 | -16.37
80012.1 | -16.25
80015.11 | -16.53
80018.12 | -16.47
80021.14 | -16.38
80024.15 | -16.41
80027.16 | -16.47
80030.17 | -16.62
80033.18 | -16.74
80036.19 | -16.53
80039.2 | -16.55
80042.22 | -16.46
80045.23 | -16.23
80048.24 | -16.4
80051.25 | -16.18
80054.26 | -16.17
80057.27 | -16.4
80060.29 | -16.68
80063.3 | -16.8
80066.31 | -16.88
80069.32 | -16.82
80072.33 | -16.61
80075.34 | -16.65
80078.36 | -16.67
80081.37 | -16.72
80084.38 | -16.54
80087.39 | -16.63
80090.4 | -16.62
80093.41 | -16.51
80096.43 | -16.63
80099.44 | -16.78
80102.45 | -16.54
80105.46 | -16.57
80108.47 | -16.8
80111.48 | -16.92
80114.49 | -16.95
80117.51 | -16.81
80120.52 | -16.64
80123.53 | -16.68
80126.54 | -16.88
80129.55 | -16.83
80132.56 | -16.78
80135.58 | -17.03
80138.59 | -16.75
80141.6 | -16.58
80144.61 | -16.61
80147.62 | -16.8
80150.63 | -16.69
80153.65 | -16.72
80156.66 | -16.66
80159.67 | -16.66
80162.68 | -16.68
80165.69 | -16.74
80168.7 | -16.77
80171.72 | -16.74
80174.73 | -16.63
80177.74 | -16.88
80180.75 | -16.69
80183.76 | -16.68
80186.77 | -16.78
80189.78 | -16.73
80192.8 | -16.52
80195.81 | -16.38
80198.82 | -16.79
80201.83 | -16.96
80204.84 | -16.98
80207.85 | -16.92
80210.87 | -16.77
80213.88 | -16.62
80216.89 | -16.75
80219.9 | -16.74
80222.91 | -16.64
80225.92 | -16.75
80228.94 | -17.15
80231.95 | -16.71
80234.96 | -16.55
80237.97 | -16.77
80240.98 | -16.77
80243.99 | -16.7
80247.01 | -16.86
80250.02 | -16.9
80253.03 | -16.99
80256.04 | -16.92
80259.05 | -16.81
80262.06 | -16.81
80265.07 | -16.92
80268.09 | -17.03
80271.1 | -17.01
80274.11 | -17.04
80277.12 | -17.22
80280.13 | -17.15
80283.14 | -17.09
80286.16 | -17.03
80289.17 | -17.03
80292.18 | -16.78
80295.19 | -16.99
80298.2 | -17.19
80301.21 | -16.96
80304.23 | -16.97
80307.24 | -17.22
80310.25 | -17.33
80313.26 | -17.02
80316.27 | -16.76
80319.28 | -16.88
80322.3 | -16.97
80325.31 | -17.05
80328.32 | -16.9
80331.33 | -16.96
80334.34 | -17.24
80337.35 | -17.03
80340.36 | -16.97
80343.38 | -17.08
80346.39 | -17.12
80349.4 | -17.16
80352.41 | -17.09
80355.42 | -17.11
80358.43 | -17.18
80361.45 | -17.1
80364.46 | -17.22
80367.47 | -17.3
80370.48 | -17.12
80373.49 | -17.18
80376.5 | -17.01
80379.52 | -16.96
80382.53 | -17.46
80385.54 | -17.38
80388.55 | -17.38
80391.56 | -17.34
80394.57 | -17.36
80397.58 | -17.24
80400.6 | -17.11
80403.61 | -17.07
80406.62 | -17.09
80409.63 | -17.24
80412.64 | -17.18
80415.65 | -17
80418.67 | -17.23
80421.68 | -17.29
80424.69 | -17.36
80427.7 | -17.35
80430.71 | -17.27
80433.72 | -17.15
80436.74 | -17.39
80439.75 | -17.29
80442.76 | -17.36
80445.77 | -17.27
80448.78 | -17.29
80451.79 | -17.28
80454.81 | -17.11
80457.82 | -17.14
80460.83 | -17.19
80463.84 | -17.17
80466.85 | -17.27
80469.86 | -17.14
80472.87 | -17.19
80475.89 | -17.24
80478.9 | -17.34
80481.91 | -17.34
80484.92 | -17.51
80487.93 | -17.7
80490.94 | -17.31
80493.96 | -17.28
80496.97 | -17.26
80499.98 | -17.17
80502.99 | -17.29
80506 | -17.13
80509.01 | -17.3
80512.03 | -17.41
80515.04 | -17.73
80518.05 | -17.71
80521.06 | -17.66
80524.07 | -17.58
80527.08 | -17.43
80530.1 | -17.48
80533.11 | -17.59
80536.12 | -17.42
80539.13 | -17.39
80542.14 | -17.3
80545.15 | -17.44
80548.16 | -17.22
80551.18 | -17.3
80554.19 | -17.26
80557.2 | -17.34
80560.21 | -17.65
80563.22 | -17.65
80566.23 | -17.38
80569.25 | -17.61
80572.26 | -17.74
80575.27 | -17.49
80578.28 | -17.33
80581.29 | -17.53
80584.3 | -17.64
80587.32 | -17.76
80590.33 | -17.5
80593.34 | -17.41
80596.35 | -17.41
80599.36 | -17.33
80602.37 | -17.5
80605.39 | -17.65
80608.4 | -17.56
80611.41 | -17.82
80614.42 | -17.66
80617.43 | -17.69
80620.44 | -17.8
80623.45 | -17.6
80626.47 | -17.42
80629.48 | -17.68
80632.49 | -17.77
80635.5 | -17.78
80638.51 | -17.95
80641.52 | -18.03
80644.54 | -17.92
80647.55 | -17.67
80650.56 | -17.29
80653.57 | -17.71
80656.58 | -17.7
80659.59 | -17.52
80662.61 | -17.47
80665.62 | -17.79
80668.63 | -17.92
80671.64 | -17.75
80674.65 | -17.72
80677.66 | -17.85
80680.68 | -17.8
80683.69 | -17.96
80686.7 | -17.87
80689.71 | -17.63
80692.72 | -17.71
80695.73 | -17.93
80698.74 | -17.76
80701.76 | -17.6
80704.77 | -17.83
80707.78 | -17.95
80710.79 | -18.05
80713.8 | -17.95
80716.81 | -17.86
80719.83 | -17.6
80722.84 | -17.74
80725.85 | -17.73
80728.86 | -17.67
80731.87 | -17.71
80734.88 | -17.78
80737.9 | -17.97
80740.91 | -17.95
80743.92 | -17.89
80746.93 | -17.86
80749.94 | -17.72
80752.95 | -17.64
80755.96 | -17.82
80758.98 | -18.07
80761.99 | -18.31
80765 | -18.12
80768.01 | -18.1
80771.02 | -17.8
80774.03 | -17.69
80777.05 | -17.75
80780.06 | -17.86
80783.07 | -17.87
80786.08 | -18.09
80789.09 | -18.07
80792.1 | -17.78
80795.12 | -17.84
80798.13 | -17.97
80801.14 | -18.06
80804.15 | -17.98
80807.16 | -17.91
80810.17 | -18.15
80813.19 | -18.01
80816.2 | -18.1
80819.21 | -18.09
80822.22 | -18.05
80825.23 | -18.14
80828.24 | -18.26
80831.25 | -18
80834.27 | -17.78
80837.28 | -17.67
80840.29 | -17.86
80843.3 | -17.97
80846.31 | -18.06
80849.32 | -17.9
80852.34 | -18.23
80855.35 | -18.21
80858.36 | -18
80861.37 | -17.89
80864.38 | -18.16
80867.39 | -18.35
80870.41 | -18.26
80873.42 | -18.37
80876.43 | -18.3
80879.44 | -18.2
80882.45 | -18
80885.46 | -17.98
80888.48 | -18.06
80891.49 | -18.12
80894.5 | -18.29
80897.51 | -18.26
80900.52 | -18.45
80903.53 | -18.36
80906.54 | -18.16
80909.56 | -18.09
80912.57 | -18.2
80915.58 | -18.35
80918.59 | -18.22
80921.6 | -18.27
80924.61 | -17.88
80927.63 | -18.01
80930.64 | -18.22
80933.65 | -18.06
80936.66 | -18.43
80939.67 | -18.43
80942.68 | -18.05
80945.7 | -18.17
80948.71 | -18.24
80951.72 | -18.13
80954.73 | -18.17
80957.74 | -18.41
80960.75 | -18.45
80963.77 | -18.41
80966.78 | -18.11
80969.79 | -18.26
80972.8 | -18.39
80975.81 | -18.34
80978.82 | -18.44
80981.83 | -18.37
80984.85 | -18.39
80987.86 | -18.19
80990.87 | -18.11
80993.88 | -18.24
80996.89 | -18.32
80999.9 | -18.34
81002.92 | -18.18
81005.93 | -18.39
81008.94 | -18.53
81011.95 | -18.42
81014.96 | -18.21
81017.97 | -18.1
81020.99 | -18.11
81024 | -18.61
81027.01 | -18.56
81030.02 | -18.45
81033.03 | -18.57
81036.04 | -18.59
81039.06 | -18.46
81042.07 | -18.35
81045.08 | -18.39
81048.09 | -18.44
81051.1 | -18.58
81054.11 | -18.7
81057.12 | -18.43
81060.14 | -18.44
81063.15 | -18.57
81066.16 | -18.67
81069.17 | -18.59
81072.18 | -18.33
81075.19 | -18.44
81078.21 | -18.57
81081.22 | -18.43
81084.23 | -18.35
81087.24 | -18.43
81090.25 | -18.27
81093.26 | -18.33
81096.28 | -18.36
81099.29 | -18.6
81102.3 | -18.73
81105.31 | -18.76
81108.32 | -18.93
81111.33 | -18.93
81114.34 | -18.75
81117.36 | -18.6
81120.37 | -18.93
81123.38 | -19.01
81126.39 | -18.76
81129.4 | -18.65
81132.41 | -18.64
81135.43 | -18.84
81138.44 | -18.51
81141.45 | -18.72
81144.46 | -18.94
81147.47 | -18.89
81150.48 | -18.81
81153.5 | -18.57
81156.51 | -18.42
81159.52 | -18.52
81162.53 | -18.71
81165.54 | -18.75
81168.55 | -18.78
81171.57 | -18.59
81174.58 | -18.56
81177.59 | -18.72
81180.6 | -18.83
81183.61 | -18.38
81186.62 | -18.62
81189.63 | -18.86
81192.65 | -18.85
81195.66 | -18.92
81198.67 | -19.12
81201.68 | -19.07
81204.69 | -18.93
81207.7 | -18.84
81210.72 | -19.04
81213.73 | -19.1
81216.74 | -18.73
81219.75 | -18.65
81222.76 | -19.03
81225.77 | -18.97
81228.79 | -18.92
81231.8 | -18.93
81234.81 | -18.86
81237.82 | -18.94
81240.83 | -18.9
81243.84 | -18.96
81246.86 | -18.91
81249.87 | -18.73
81252.88 | -18.79
81255.89 | -18.8
81258.9 | -18.74
81261.91 | -18.67
81264.92 | -18.9
81267.94 | -19.17
81270.95 | -19.04
81273.96 | -18.94
81276.97 | -18.82
81279.98 | -18.88
81282.99 | -18.98
81286.01 | -19.09
81289.02 | -18.94
81292.03 | -19.03
81295.04 | -19.26
81298.05 | -19.23
81301.06 | -19
81304.08 | -19.15
81307.09 | -19.07
81310.1 | -18.92
81313.11 | -18.92
81316.12 | -19.32
81319.13 | -19.37
81322.15 | -19.02
81325.16 | -19.01
81328.17 | -19.15
81331.18 | -19.05
81334.19 | -19.07
81337.2 | -19.17
81340.21 | -19.21
81343.23 | -19.26
81346.24 | -19
81349.25 | -18.86
81352.26 | -19
81355.27 | -19.08
81358.28 | -19.27
81361.3 | -19.24
81364.31 | -19.05
81367.32 | -19.41
81370.33 | -19.35
81373.34 | -19.21
81376.35 | -19.01
81379.37 | -18.92
81382.38 | -19.15
81385.39 | -19.12
81388.4 | -19.01
81391.41 | -19.19
81394.42 | -19.19
81397.44 | -19.12
81400.45 | -19.3
81403.46 | -19.2
81406.47 | -19.01
81409.48 | -19.35
81412.49 | -19.4
81415.5 | -19.09
81418.52 | -18.9
81421.53 | -19
81424.54 | -19.35
81427.55 | -19.62
81430.56 | -19.44
81433.57 | -19.36
81436.59 | -19.35
81439.6 | -19.21
81442.61 | -19.29
81445.62 | -19.5
81448.63 | -19.42
81451.64 | -19.23
81454.66 | -19.27
81457.67 | -19.31
81460.68 | -19.41
81463.69 | -19.16
81466.7 | -19.25
81469.71 | -19.52
81472.72 | -19.45
81475.74 | -19.32
81478.75 | -19.3
81481.76 | -19.51
81484.77 | -19.64
81487.78 | -19.56
81490.79 | -19.48
81493.81 | -19.33
81496.82 | -19.18
81499.83 | -19.33
81502.84 | -19.29
81505.85 | -19.5
81508.86 | -19.33
81511.88 | -19.4
81514.89 | -19.49
81517.9 | -19.61
81520.91 | -19.46
81523.92 | -19.52
81526.93 | -19.7
81529.95 | -19.74
81532.96 | -19.5
81535.97 | -19.56
81538.98 | -19.62
81541.99 | -19.72
81545 | -19.49
81548.01 | -19.51
81551.03 | -19.5
81554.04 | -19.61
81557.05 | -19.31
81560.06 | -19.31
81563.07 | -19.54
81566.08 | -19.34
81569.1 | -19.46
81572.11 | -19.47
81575.12 | -19.42
81578.13 | -19.59
81581.14 | -19.79
81584.15 | -19.51
81587.17 | -19.71
81590.18 | -19.83
81593.19 | -19.66
81596.2 | -19.55
81599.21 | -19.76
81602.22 | -19.68
81605.24 | -19.39
81608.25 | -19.62
81611.26 | -19.62
81614.27 | -19.54
81617.28 | -19.83
81620.29 | -19.84
81623.3 | -19.79
81626.32 | -19.75
81629.33 | -19.92
81632.34 | -19.88
81635.35 | -19.67
81638.36 | -19.67
81641.37 | -19.88
81644.39 | -19.88
81647.4 | -19.76
81650.41 | -19.93
81653.42 | -20.08
81656.43 | -20.12
81659.44 | -20.01
81662.46 | -19.62
81665.47 | -19.56
81668.48 | -19.81
81671.49 | -19.8
81674.5 | -19.67
81677.51 | -20
81680.53 | -20.16
81683.54 | -20.1
81686.55 | -19.99
81689.56 | -19.89
81692.57 | -20.1
81695.58 | -19.94
81698.59 | -19.81
81701.61 | -20.13
81704.62 | -19.92
81707.63 | -19.77
81710.64 | -19.77
81713.65 | -19.84
81716.66 | -19.93
81719.68 | -20.08
81722.69 | -20.13
81725.7 | -19.99
81728.71 | -19.96
81731.72 | -20.09
81734.73 | -19.99
81737.75 | -19.79
81740.76 | -19.74
81743.77 | -19.85
81746.78 | -19.96
81749.79 | -20.16
81752.8 | -20.24
81755.82 | -20.36
81758.83 | -19.93
81761.84 | -20.02
81764.85 | -20.07
81767.86 | -19.99
81770.87 | -20.1
81773.88 | -20.15
81776.9 | -20.34
81779.91 | -20.34
81782.92 | -20.01
81785.93 | -20.3
81788.94 | -20.12
81791.95 | -20.26
81794.97 | -20.3
81797.98 | -20.21
81800.99 | -20.45
81804 | -20.32
81807.01 | -20.23
81810.02 | -20.43
81813.04 | -20.42
81816.05 | -20.53
81819.06 | -20.43
81822.07 | -20.21
81825.08 | -20.02
81828.09 | -20.4
81831.1 | -20.42
81834.12 | -19.97
81837.13 | -19.84
81840.14 | -19.9
81843.15 | -19.97
81846.16 | -20.18
81849.17 | -20.47
81852.19 | -20.54
81855.2 | -20.46
81858.21 | -20.4
81861.22 | -20.11
81864.23 | -20.2
81867.24 | -20.48
81870.26 | -20.26
81873.27 | -20.18
81876.28 | -20.37
81879.29 | -20.46
81882.3 | -20.42
81885.31 | -20.26
81888.33 | -20.21
81891.34 | -20.33
81894.35 | -20.35
81897.36 | -20.17
81900.37 | -20.24
81903.38 | -20.6
81906.39 | -20.31
81909.41 | -20.01
81912.42 | -20.42
81915.43 | -20.64
81918.44 | -20.63
81921.45 | -20.71
81924.46 | -20.4
81927.48 | -20.09
81930.49 | -20.02
81933.5 | -20.09
81936.51 | -20.13
81939.52 | -20.49
81942.53 | -20.69
81945.55 | -20.54
81948.56 | -20.55
81951.57 | -20.65
81954.58 | -20.59
81957.59 | -20.68
81960.6 | -20.47
81963.62 | -20.46
81966.63 | -20.49
81969.64 | -20.62
81972.65 | -20.65
81975.66 | -20.59
81978.67 | -20.51
81981.68 | -20.45
81984.7 | -20.56
81987.71 | -20.59
81990.72 | -20.58
81993.73 | -20.51
81996.74 | -20.35
81999.75 | -20.5
82002.77 | -20.48
82005.78 | -20.37
82008.79 | -20.66
82011.8 | -20.87
82014.81 | -20.79
82017.82 | -20.6
82020.84 | -20.7
82023.85 | -20.7
82026.86 | -20.86
82029.87 | -21.01
82032.88 | -20.78
82035.89 | -20.75
82038.91 | -20.76
82041.92 | -20.71
82044.93 | -20.69
82047.94 | -20.92
82050.95 | -20.76
82053.96 | -20.63
82056.97 | -20.64
82059.99 | -20.73
82063 | -20.74
82066.01 | -20.88
82069.02 | -20.86
82072.03 | -20.85
82075.04 | -21.11
82078.06 | -20.83
82081.07 | -20.94
82084.08 | -20.94
82087.09 | -20.98
82090.1 | -20.8
82093.11 | -20.72
82096.13 | -20.76
82099.14 | -20.91
82102.15 | -20.92
82105.16 | -20.82
82108.17 | -20.79
82111.18 | -20.66
82114.2 | -20.61
82117.21 | -20.72
82120.22 | -20.96
82123.23 | -21.14
82126.24 | -20.94
82129.25 | -20.72
82132.26 | -20.71
82135.28 | -20.79
82138.29 | -20.82
82141.3 | -21.03
82144.31 | -20.95
82147.32 | -20.77
82150.33 | -21.02
82153.35 | -20.99
82156.36 | -20.99
82159.37 | -21.03
82162.38 | -20.9
82165.39 | -20.84
82168.4 | -20.96
82171.42 | -21.31
82174.43 | -21.13
82177.44 | -20.98
82180.45 | -21.15
82183.46 | -21.2
82186.47 | -21.06
82189.48 | -21.2
82192.5 | -21.14
82195.51 | -20.78
82198.52 | -20.97
82201.53 | -21.21
82204.54 | -21.07
82207.55 | -21.08
82210.57 | -21.07
82213.58 | -21.39
82216.59 | -21.32
82219.6 | -21.08
82222.61 | -21.24
82225.62 | -21.13
82228.64 | -21.12
82231.65 | -20.95
82234.66 | -21.2
82237.67 | -21.45
82240.68 | -21.16
82243.69 | -20.84
82246.71 | -20.92
82249.72 | -21.04
82252.73 | -21.39
82255.74 | -21.47
82258.75 | -21.22
82261.76 | -21.18
82264.77 | -21.43
82267.79 | -21.26
82270.8 | -21.15
82273.81 | -21.14
82276.82 | -21.2
82279.83 | -21.19
82282.84 | -21.17
82285.86 | -21.12
82288.87 | -21.03
82291.88 | -21.16
82294.89 | -21.14
82297.9 | -21.04
82300.91 | -21.21
82303.93 | -21.25
82306.94 | -21.23
82309.95 | -21.41
82312.96 | -21.41
82315.97 | -21.37
82318.98 | -21.33
82322 | -21.24
82325.01 | -21.43
82328.02 | -21.71
82331.03 | -21.54
82334.04 | -21.49
82337.05 | -21.5
82340.06 | -21.48
82343.08 | -21.48
82346.09 | -21.64
82349.1 | -21.44
82352.11 | -21.28
82355.12 | -21.32
82358.13 | -21.45
82361.15 | -21.36
82364.16 | -21.51
82367.17 | -21.62
82370.18 | -21.77
82373.19 | -21.34
82376.2 | -21.25
82379.22 | -21.84
82382.23 | -21.76
82385.24 | -21.66
82388.25 | -21.75
82391.26 | -21.51
82394.27 | -21.41
82397.29 | -21.25
82400.3 | -21.39
82403.31 | -21.48
82406.32 | -21.53
82409.33 | -21.54
82412.34 | -21.5
82415.35 | -21.86
82418.37 | -21.47
82421.38 | -21.24
82424.39 | -21.51
82427.4 | -21.64
82430.41 | -21.87
82433.42 | -21.94
82436.44 | -21.65
82439.45 | -21.54
82442.46 | -21.67
82445.47 | -21.48
82448.48 | -21.68
82451.49 | -21.57
82454.51 | -21.63
82457.52 | -21.65
82460.53 | -21.68
82463.54 | -21.85
82466.55 | -21.79
82469.56 | -21.77
82472.58 | -21.64
82475.59 | -21.79
82478.6 | -21.84
82481.61 | -21.78
82484.62 | -21.67
82487.63 | -21.71
82490.64 | -21.9
82493.66 | -21.9
82496.67 | -22.02
82499.68 | -21.87
82502.69 | -21.93
82505.7 | -21.88
82508.71 | -21.91
82511.73 | -21.76
82514.74 | -21.8
82517.75 | -22.09
82520.76 | -21.96
82523.77 | -21.97
82526.78 | -21.85
82529.8 | -21.94
82532.81 | -21.82
82535.82 | -21.98
82538.83 | -22.1
82541.84 | -21.89
82544.85 | -21.73
82547.86 | -21.94
82550.88 | -21.68
82553.89 | -21.66
82556.9 | -21.8
82559.91 | -21.84
82562.92 | -21.82
82565.93 | -21.94
82568.95 | -21.98
82571.96 | -22
82574.97 | -21.77
82577.98 | -21.73
82580.99 | -22.07
82584 | -22.3
82587.02 | -22.17
82590.03 | -22.17
82593.04 | -21.94
82596.05 | -22.04
82599.06 | -22
82602.07 | -21.92
82605.09 | -21.94
82608.1 | -22.13
82611.11 | -22.2
82614.12 | -22.14
82617.13 | -22.21
82620.14 | -22.09
82623.15 | -21.98
82626.17 | -22.13
82629.18 | -22.02
82632.19 | -22.06
82635.2 | -22.15
82638.21 | -22.33
82641.22 | -21.99
82644.24 | -22.14
82647.25 | -22.22
82650.26 | -22.24
82653.27 | -22.26
82656.28 | -22
82659.29 | -22.35
82662.31 | -22.44
82665.32 | -22.22
82668.33 | -22.11
82671.34 | -22.39
82674.35 | -22.22
82677.36 | -22.22
82680.38 | -22.16
82683.39 | -22.04
82686.4 | -22.15
82689.41 | -21.92
82692.42 | -22.14
82695.43 | -22.32
82698.44 | -22.21
82701.46 | -22.27
82704.47 | -22.4
82707.48 | -22.39
82710.49 | -22.3
82713.5 | -22.36
82716.51 | -22.45
82719.53 | -22.49
82722.54 | -22.34
82725.55 | -22.33
82728.56 | -22.54
82731.57 | -22.41
82734.58 | -22.33
82737.6 | -22.52
82740.61 | -22.28
82743.62 | -22.49
82746.63 | -22.6
82749.64 | -22.53
82752.65 | -22.39
82755.67 | -22.5
82758.68 | -22.83
82761.69 | -22.67
82764.7 | -22.48
82767.71 | -22.6
82770.72 | -22.71
82773.73 | -22.44
82776.75 | -22.41
82779.76 | -22.47
82782.77 | -22.56
82785.78 | -22.57
82788.79 | -22.81
82791.8 | -22.69
82794.82 | -22.29
82797.83 | -22.49
82800.84 | -22.82
82803.85 | -22.57
82806.86 | -22.56
82809.87 | -22.76
82812.89 | -22.86
82815.9 | -22.87
82818.91 | -22.87
82821.92 | -22.91
82824.93 | -22.39
82827.94 | -22.26
82830.96 | -22.59
82833.97 | -22.62
82836.98 | -22.44
82839.99 | -22.61
82843 | -22.42
82846.01 | -22.39
82849.02 | -22.55
82852.04 | -22.67
82855.05 | -22.69
82858.06 | -22.57
82861.07 | -22.54
82864.08 | -22.51
82867.09 | -22.51
82870.11 | -22.56
82873.12 | -22.55
82876.13 | -22.68
82879.14 | -22.76
82882.15 | -22.87
82885.16 | -22.92
82888.18 | -22.66
82891.19 | -22.8
82894.2 | -22.72
82897.21 | -22.89
82900.22 | -23.17
82903.23 | -22.91
82906.24 | -22.51
82909.26 | -22.47
82912.27 | -22.81
82915.28 | -22.9
82918.29 | -22.91
82921.3 | -22.77
82924.31 | -22.65
82927.33 | -22.91
82930.34 | -22.71
82933.35 | -22.84
82936.36 | -22.91
82939.37 | -22.91
82942.38 | -22.88
82945.4 | -22.87
82948.41 | -23.15
82951.42 | -23.16
82954.43 | -22.82
82957.44 | -22.82
82960.45 | -23.17
82963.47 | -23.16
82966.48 | -23.16
82969.49 | -23.07
82972.5 | -22.96
82975.51 | -22.96
82978.52 | -22.89
82981.53 | -23.36
82984.55 | -23.29
82987.56 | -23.11
82990.57 | -23.07
82993.58 | -22.95
82996.59 | -23.07
82999.6 | -23.16
83002.62 | -22.91
83005.63 | -22.97
83008.64 | -23.17
83011.65 | -23.15
83014.66 | -22.92
83017.67 | -22.79
83020.69 | -22.9
83023.7 | -23.01
83026.71 | -22.95
83029.72 | -22.93
83032.73 | -22.91
83035.74 | -23.18
83038.76 | -23.24
83041.77 | -23.16
83044.78 | -23.29
83047.79 | -23.2
83050.8 | -23.3
83053.81 | -23.16
83056.82 | -23.12
83059.84 | -23.39
83062.85 | -23.38
83065.86 | -23.37
83068.87 | -23.14
83071.88 | -23.3
83074.89 | -23.31
83077.91 | -23.31
83080.92 | -23.21
83083.93 | -23.33
83086.94 | -23.38
83089.95 | -23.36
83092.96 | -23.37
83095.98 | -23.24
83098.99 | -23.33
83102 | -23.35
83105.01 | -23.27
83108.02 | -23.24
83111.03 | -23.32
83114.05 | -23.35
83117.06 | -23.52
83120.07 | -23.51
83123.08 | -23.32
83126.09 | -23.08
83129.1 | -23.04
83132.11 | -23.15
83135.13 | -23.11
83138.14 | -23.33
83141.15 | -23.45
83144.16 | -23.63
83147.17 | -23.31
83150.18 | -23.19
83153.2 | -23.46
83156.21 | -23.57
83159.22 | -23.37
83162.23 | -23.37
83165.24 | -23.14
83168.25 | -23.17
83171.27 | -23.55
83174.28 | -23.45
83177.29 | -23.58
83180.3 | -23.74
83183.31 | -23.61
83186.32 | -23.7
83189.34 | -23.98
83192.35 | -23.89
83195.36 | -23.61
83198.37 | -23.61
83201.38 | -23.56
83204.39 | -23.28
83207.4 | -23.43
83210.42 | -23.81
83213.43 | -23.74
83216.44 | -23.55
83219.45 | -23.71
83222.46 | -23.54
83225.47 | -23.43
83228.49 | -23.53
83231.5 | -23.84
83234.51 | -23.92
83237.52 | -23.85
83240.53 | -23.88
83243.54 | -23.56
83246.56 | -23.6
83249.57 | -23.58
83252.58 | -23.78
83255.59 | -23.75
83258.6 | -23.66
83261.61 | -23.78
83264.63 | -23.72
83267.64 | -23.87
83270.65 | -23.87
83273.66 | -23.72
83276.67 | -23.58
83279.68 | -23.6
83282.69 | -23.81
83285.71 | -23.97
83288.72 | -23.85
83291.73 | -23.98
83294.74 | -23.78
83297.75 | -23.83
83300.76 | -23.65
83303.78 | -23.77
83306.79 | -23.92
83309.8 | -24.01
83312.81 | -23.89
83315.82 | -23.9
83318.83 | -23.92
83321.85 | -23.86
83324.86 | -23.87
83327.87 | -23.98
83330.88 | -23.96
83333.89 | -23.76
83336.9 | -23.67
83339.91 | -23.74
83342.93 | -23.86
83345.94 | -24.01
83348.95 | -24.02
83351.96 | -24.12
83354.97 | -24.3
83357.98 | -23.84
83361 | -23.88
83364.01 | -23.8
83367.02 | -23.85
83370.03 | -23.84
83373.04 | -24
83376.05 | -24.33
83379.07 | -24.22
83382.08 | -24.2
83385.09 | -24.09
83388.1 | -24.04
83391.11 | -24.14
83394.12 | -24.15
83397.14 | -24.07
83400.15 | -24.1
83403.16 | -24.17
83406.17 | -24.23
83409.18 | -24.29
83412.19 | -24.06
83415.2 | -24.09
83418.22 | -24.46
83421.23 | -24.29
83424.24 | -24.15
83427.25 | -24.21
83430.26 | -24.09
83433.27 | -24.13
83436.29 | -24.31
83439.3 | -24.33
83442.31 | -24.42
83445.32 | -24.48
83448.33 | -24.25
83451.34 | -24.41
83454.36 | -24.38
83457.37 | -24.28
83460.38 | -24.25
83463.39 | -24.4
83466.4 | -24.46
83469.41 | -24.38
83472.43 | -24.48
83475.44 | -24.27
83478.45 | -24.21
83481.46 | -24.22
83484.47 | -24.47
83487.48 | -24.53
83490.49 | -24.54
83493.51 | -24.61
83496.52 | -24.44
83499.53 | -24.38
83502.54 | -24.13
83505.55 | -24.07
83508.56 | -24.31
83511.58 | -24.35
83514.59 | -24.22
83517.6 | -24.18
83520.61 | -24.32
83523.62 | -24.3
83526.63 | -24.26
83529.65 | -24.16
83532.66 | -24.53
83535.67 | -24.71
83538.68 | -24.54
83541.69 | -24.59
83544.7 | -24.57
83547.72 | -24.49
83550.73 | -24.49
83553.74 | -24.53
83556.75 | -24.75
83559.76 | -24.71
83562.77 | -24.57
83565.78 | -24.56
83568.8 | -24.34
83571.81 | -24.47
83574.82 | -24.52
83577.83 | -24.67
83580.84 | -24.74
83583.85 | -24.57
83586.87 | -24.61
83589.88 | -24.55
83592.89 | -24.54
83595.9 | -24.44
83598.91 | -24.64
83601.92 | -24.52
83604.94 | -24.66
83607.95 | -24.76
83610.96 | -24.74
83613.97 | -24.73
83616.98 | -24.77
83619.99 | -24.46
83623.01 | -24.65
83626.02 | -24.98
83629.03 | -24.92
83632.04 | -24.9
83635.05 | -24.46
83638.06 | -24.36
83641.07 | -24.67
83644.09 | -24.65
83647.1 | -24.62
83650.11 | -24.6
83653.12 | -24.61
83656.13 | -24.74
83659.14 | -24.83
83662.16 | -24.95
83665.17 | -24.87
83668.18 | -24.78
83671.19 | -24.99
83674.2 | -25.02
83677.21 | -24.97
83680.23 | -24.84
83683.24 | -24.83
83686.25 | -24.83
83689.26 | -24.79
83692.27 | -24.97
83695.28 | -25.12
83698.29 | -25.04
83701.31 | -24.94
83704.32 | -24.95
83707.33 | -25.16
83710.34 | -25.05
83713.35 | -25.22
83716.36 | -25.04
83719.38 | -25.06
83722.39 | -24.96
83725.4 | -25.1
83728.41 | -24.98
83731.42 | -24.95
83734.43 | -24.97
83737.45 | -25.09
83740.46 | -25.01
83743.47 | -25.08
83746.48 | -25.14
83749.49 | -25.06
83752.5 | -25.01
83755.52 | -25.13
83758.53 | -25.15
83761.54 | -25
83764.55 | -25.3
83767.56 | -25.3
83770.57 | -25.29
83773.58 | -25.37
83776.6 | -25.25
83779.61 | -25.1
83782.62 | -25.14
83785.63 | -25.35
83788.64 | -25.51
83791.65 | -25.31
83794.67 | -25.26
83797.68 | -25.16
83800.69 | -25.04
83803.7 | -25.16
83806.71 | -25.06
83809.72 | -25.08
83812.74 | -25.21
83815.75 | -25.31
83818.76 | -25.31
83821.77 | -25.09
83824.78 | -25.34
83827.79 | -25.4
83830.81 | -25.31
83833.82 | -25.69
83836.83 | -25.46
83839.84 | -25.11
83842.85 | -25.44
83845.86 | -25.44
83848.87 | -25.2
83851.89 | -25.24
83854.9 | -25.12
83857.91 | -25.29
83860.92 | -25.27
83863.93 | -25.3
83866.94 | -25.39
83869.96 | -25.28
83872.97 | -25.37
83875.98 | -25.49
83878.99 | -25.23
83882 | -25.43
83885.01 | -25.56
83888.03 | -25.49
83891.04 | -25.52
83894.05 | -25.56
83897.06 | -25.49
83900.07 | -25.32
83903.08 | -25.67
83906.1 | -25.65
83909.11 | -25.69
83912.12 | -25.61
83915.13 | -25.55
83918.14 | -25.39
83921.15 | -25.39
83924.16 | -25.63
83927.18 | -25.88
83930.19 | -25.78
83933.2 | -25.76
83936.21 | -25.57
83939.22 | -25.58
83942.23 | -25.52
83945.25 | -25.46
83948.26 | -25.56
83951.27 | -25.6
83954.28 | -25.72
83957.29 | -25.8
83960.3 | -25.87
83963.32 | -25.68
83966.33 | -25.65
83969.34 | -25.76
83972.35 | -25.94
83975.36 | -25.93
83978.37 | -25.52
83981.39 | -25.53
83984.4 | -25.88
83987.41 | -25.98
83990.42 | -25.69
83993.43 | -25.37
83996.44 | -25.66
83999.45 | -25.73
84002.47 | -25.96
84005.48 | -25.72
84008.49 | -25.74
84011.5 | -25.99
84014.51 | -25.96
84017.52 | -26.08
84020.54 | -26.08
84023.55 | -26
84026.56 | -25.65
84029.57 | -25.73
84032.58 | -26.08
84035.59 | -26.18
84038.61 | -26.12
84041.62 | -26.11
84044.63 | -26.32
84047.64 | -26.05
84050.65 | -25.73
84053.66 | -25.82
84056.67 | -25.84
84059.69 | -25.93
84062.7 | -26.04
84065.71 | -25.98
84068.72 | -25.9
84071.73 | -25.9
84074.74 | -25.85
84077.76 | -25.95
84080.77 | -26.2
84083.78 | -26.24
84086.79 | -26.2
84089.8 | -26.01
84092.81 | -25.81
84095.83 | -25.94
84098.84 | -26.25
84101.85 | -26.06
84104.86 | -25.99
84107.87 | -26.06
84110.88 | -26.39
84113.9 | -26.03
84116.91 | -25.9
84119.92 | -25.93
84122.93 | -26.01
84125.94 | -26.27
84128.95 | -26.36
84131.96 | -26.2
84134.98 | -26.14
84137.99 | -26.2
84141 | -26.04
84144.01 | -26.08
84147.02 | -26.25
84150.03 | -26.34
84153.05 | -26.33
84156.06 | -26.39
84159.07 | -26.35
84162.08 | -26.63
84165.09 | -26.24
84168.1 | -26.28
84171.12 | -26.39
84174.13 | -26.36
84177.14 | -26.39
84180.15 | -26.43
84183.16 | -26.35
84186.17 | -26.29
84189.19 | -26.07
84192.2 | -26.35
84195.21 | -26.58
84198.22 | -26.27
84201.23 | -26.31
84204.24 | -26.47
84207.25 | -26.37
84210.27 | -26.44
84213.28 | -26.67
84216.29 | -26.37
84219.3 | -26.46
84222.31 | -26.75
84225.32 | -26.51
84228.34 | -26.37
84231.35 | -26.29
84234.36 | -26.31
84237.37 | -26.51
84240.38 | -26.37
84243.39 | -26.35
84246.41 | -26.48
84249.42 | -26.56
84252.43 | -26.43
84255.44 | -26.55
84258.45 | -26.59
84261.46 | -26.61
84264.48 | -26.81
84267.49 | -26.97
84270.5 | -26.86
84273.51 | -26.66
84276.52 | -26.83
84279.53 | -26.94
84282.54 | -26.63
84285.56 | -26.59
84288.57 | -26.76
84291.58 | -26.65
84294.59 | -26.73
84297.6 | -26.7
84300.61 | -26.34
84303.63 | -26.45
84306.64 | -26.97
84309.65 | -27.06
84312.66 | -26.85
84315.67 | -26.78
84318.68 | -26.67
84321.7 | -26.51
84324.71 | -26.48
84327.72 | -26.53
84330.73 | -26.76
84333.74 | -27.06
84336.75 | -27.03
84339.77 | -26.74
84342.78 | -26.79
84345.79 | -26.74
84348.8 | -26.69
84351.81 | -26.54
84354.82 | -26.76
84357.83 | -27.06
84360.85 | -26.99
84363.86 | -26.92
84366.87 | -27.02
84369.88 | -26.76
84372.89 | -26.89
84375.9 | -26.95
84378.92 | -26.91
84381.93 | -26.9
84384.94 | -26.75
84387.95 | -26.84
84390.96 | -26.99
84393.97 | -26.85
84396.99 | -26.7
84400 | -26.77
84403.01 | -27.04
84406.02 | -26.91
84409.03 | -27.03
84412.04 | -27.45
84415.05 | -27.27
84418.07 | -27.07
84421.08 | -27.11
84424.09 | -27.07
84427.1 | -27.16
84430.11 | -27.14
84433.12 | -27.09
84436.14 | -27.05
84439.15 | -27.08
84442.16 | -27.27
84445.17 | -27.45
84448.18 | -27.32
84451.19 | -27.16
84454.21 | -26.98
84457.22 | -26.97
84460.23 | -27.17
84463.24 | -27.29
84466.25 | -27.23
84469.26 | -27.17
84472.28 | -27.13
84475.29 | -27.35
84478.3 | -27.44
84481.31 | -27.5
84484.32 | -27.24
84487.33 | -27.17
84490.34 | -27.28
84493.36 | -27.47
84496.37 | -27.35
84499.38 | -27.29
84502.39 | -27.31
84505.4 | -27.4
84508.41 | -27.37
84511.43 | -27.15
84514.44 | -27.29
84517.45 | -27.32
84520.46 | -27.35
84523.47 | -27.41
84526.48 | -27.51
84529.5 | -27.54
84532.51 | -27.3
84535.52 | -27.39
84538.53 | -27.63
84541.54 | -27.81
84544.55 | -27.67
84547.57 | -27.59
84550.58 | -27.45
84553.59 | -27.48
84556.6 | -27.48
84559.61 | -27.57
84562.62 | -27.41
84565.63 | -27.39
84568.65 | -27.25
84571.66 | -27.45
84574.67 | -27.54
84577.68 | -27.45
84580.69 | -27.35
84583.7 | -27.35
84586.72 | -27.68
84589.73 | -27.52
84592.74 | -27.42
84595.75 | -27.72
84598.76 | -27.81
84601.77 | -27.56
84604.79 | -27.44
84607.8 | -27.59
84610.81 | -27.37
84613.82 | -27.4
84616.83 | -27.71
84619.84 | -27.56
84622.86 | -27.5
84625.87 | -27.55
84628.88 | -27.74
84631.89 | -27.82
84634.9 | -27.7
84637.91 | -27.74
84640.92 | -27.88
84643.94 | -28.07
84646.95 | -27.88
84649.96 | -27.71
84652.97 | -27.98
84655.98 | -27.73
84658.99 | -27.72
84662.01 | -27.66
84665.02 | -27.64
84668.03 | -27.93
84671.04 | -28.12
84674.05 | -27.84
84677.06 | -28.02
84680.08 | -28.05
84683.09 | -27.92
84686.1 | -27.81
84689.11 | -27.81
84692.12 | -27.92
84695.13 | -27.85
84698.15 | -28.03
84701.16 | -28.03
84704.17 | -27.96
84707.18 | -27.95
84710.19 | -28.18
84713.2 | -28.09
84716.21 | -27.65
84719.23 | -27.75
84722.24 | -27.9
84725.25 | -27.83
84728.26 | -27.8
84731.27 | -28.23
84734.28 | -28.3
84737.3 | -28.16
84740.31 | -28.24
84743.32 | -28.19
84746.33 | -28.08
84749.34 | -28.14
84752.35 | -28.28
84755.37 | -28.15
84758.38 | -28.15
84761.39 | -28.17
84764.4 | -28.16
84767.41 | -28.22
84770.42 | -28.21
84773.43 | -28.14
84776.45 | -28.05
84779.46 | -28.04
84782.47 | -28.27
84785.48 | -28.43
84788.49 | -28.25
84791.5 | -28.12
84794.52 | -27.96
84797.53 | -28.19
84800.54 | -28.26
84803.55 | -28.21
84806.56 | -28.2
84809.57 | -28.17
84812.59 | -28.12
84815.6 | -28.32
84818.61 | -28.36
84821.62 | -28.39
84824.63 | -28.35
84827.64 | -28.39
84830.66 | -28.24
84833.67 | -28.3
84836.68 | -28.22
84839.69 | -28.19
84842.7 | -28.42
84845.71 | -28.79
84848.72 | -28.43
84851.74 | -28.36
84854.75 | -28.46
84857.76 | -28.49
84860.77 | -28.51
84863.78 | -28.52
84866.79 | -28.38
84869.81 | -28.68
84872.82 | -28.85
84875.83 | -28.95
84878.84 | -28.85
84881.85 | -28.42
84884.86 | -28.48
84887.88 | -28.41
84890.89 | -28.44
84893.9 | -28.48
84896.91 | -28.61
84899.92 | -28.64
84902.93 | -28.44
84905.95 | -28.49
84908.96 | -28.69
84911.97 | -28.6
84914.98 | -28.73
84917.99 | -28.64
84921 | -28.4
84924.01 | -28.41
84927.03 | -28.44
84930.04 | -28.28
84933.05 | -28.56
84936.06 | -28.75
84939.07 | -28.53
84942.08 | -28.46
84945.1 | -28.78
84948.11 | -28.85
84951.12 | -28.6
84954.13 | -28.89
84957.14 | -29.1
84960.15 | -28.93
84963.17 | -28.69
84966.18 | -28.96
84969.19 | -28.8
84972.2 | -28.45
84975.21 | -28.74
84978.22 | -28.98
84981.24 | -28.93
84984.25 | -29.05
84987.26 | -29.03
84990.27 | -28.83
84993.28 | -28.83
84996.29 | -28.79
84999.3 | -28.57
85002.32 | -28.73
85005.33 | -28.93
85008.34 | -28.91
85011.35 | -28.95
85014.36 | -28.95
85017.37 | -29.1
85020.39 | -29.06
85023.4 | -29.01
85026.41 | -28.81
85029.42 | -28.94
85032.43 | -28.85
85035.44 | -28.97
85038.46 | -28.95
85041.47 | -29.02
85044.48 | -28.98
85047.49 | -29.06
85050.5 | -28.84
85053.51 | -28.96
85056.53 | -29.22
85059.54 | -29.19
85062.55 | -28.99
85065.56 | -28.98
85068.57 | -29.07
85071.58 | -29.22
85074.59 | -29.24
85077.61 | -29.14
85080.62 | -29.21
85083.63 | -29.16
85086.64 | -29.25
85089.65 | -29.33
85092.66 | -29.25
85095.68 | -29.2
85098.69 | -29.41
85101.7 | -29.12
85104.71 | -28.91
85107.72 | -29.31
85110.73 | -29.2
85113.75 | -29.07
85116.76 | -29.26
85119.77 | -29.2
85122.78 | -29.21
85125.79 | -29.24
85128.8 | -29.32
85131.81 | -29.33
85134.83 | -29.36
85137.84 | -29.36
85140.85 | -29.24
85143.86 | -29.21
85146.87 | -29.28
85149.88 | -29.4
85152.9 | -29.48
85155.91 | -29.33
85158.92 | -29.41
85161.93 | -29.44
85164.94 | -29.38
85167.95 | -29.32
85170.97 | -29.22
85173.98 | -29.34
85176.99 | -29.29
85180 | -29.07
85183.01 | -29.31
85186.02 | -29.57
85189.04 | -29.58
85192.05 | -29.59
85195.06 | -29.52
85198.07 | -29.29
85201.08 | -29.58
85204.09 | -29.44
85207.1 | -29.55
85210.12 | -29.75
85213.13 | -29.72
85216.14 | -29.7
85219.15 | -29.6
85222.16 | -29.77
85225.17 | -30.15
85228.19 | -29.95
85231.2 | -29.76
85234.21 | -29.89
85237.22 | -29.7
85240.23 | -29.63
85243.24 | -29.61
85246.26 | -29.63
85249.27 | -29.62
85252.28 | -29.79
85255.29 | -29.76
85258.3 | -29.46
85261.31 | -29.51
85264.33 | -29.73
85267.34 | -29.68
85270.35 | -29.86
85273.36 | -29.78
85276.37 | -29.94
85279.38 | -29.99
85282.39 | -29.74
85285.41 | -29.64
85288.42 | -29.66
85291.43 | -29.97
85294.44 | -30
85297.45 | -29.71
85300.46 | -29.85
85303.48 | -29.76
85306.49 | -29.76
85309.5 | -29.93
85312.51 | -29.83
85315.52 | -29.75
85318.53 | -29.94
85321.55 | -29.91
85324.56 | -29.88
85327.57 | -29.98
85330.58 | -30.1
85333.59 | -30.06
85336.6 | -30.2
85339.62 | -30.12
85342.63 | -30.2
85345.64 | -29.88
85348.65 | -30.19
85351.66 | -30.39
85354.67 | -30.15
85357.68 | -30.02
85360.7 | -29.95
85363.71 | -30.13
85366.72 | -30.02
85369.73 | -30.05
85372.74 | -30.25
85375.75 | -30.18
85378.77 | -30.22
85381.78 | -30.11
85384.79 | -30.26
85387.8 | -30.35
85390.81 | -30.06
85393.82 | -30.1
85396.84 | -30.06
85399.85 | -30.07
85402.86 | -30.19
85405.87 | -30.37
85408.88 | -30.27
85411.89 | -30.39
85414.91 | -30.45
85417.92 | -30.26
85420.93 | -30.13
85423.94 | -30.41
85426.95 | -30.63
85429.96 | -30.41
85432.97 | -30.45
85435.99 | -30.27
85439 | -30.34
85442.01 | -30.27
85445.02 | -30.14
85448.03 | -30.12
85451.04 | -30.14
85454.06 | -30.33
85457.07 | -30.43
85460.08 | -30.48
85463.09 | -30.72
85466.1 | -30.69
85469.11 | -30.34
85472.13 | -30.25
85475.14 | -30.64
85478.15 | -30.79
85481.16 | -30.48
85484.17 | -30.64
85487.18 | -30.69
85490.19 | -30.54
85493.21 | -30.78
85496.22 | -30.64
85499.23 | -30.39
85502.24 | -30.88
85505.25 | -30.78
85508.26 | -30.55
85511.28 | -30.61
85514.29 | -30.62
85517.3 | -30.65
85520.31 | -30.84
85523.32 | -30.89
85526.33 | -30.67
85529.35 | -30.95
85532.36 | -31.29
85535.37 | -31.08
85538.38 | -30.71
85541.39 | -30.72
85544.4 | -30.5
85547.42 | -30.55
85550.43 | -30.7
85553.44 | -31.08
85556.45 | -31.22
85559.46 | -30.74
85562.47 | -30.58
85565.48 | -30.58
85568.5 | -30.89
85571.51 | -30.8
85574.52 | -30.6
85577.53 | -30.45
85580.54 | -30.52
85583.55 | -30.83
85586.57 | -30.74
85589.58 | -30.96
85592.59 | -31.23
85595.6 | -30.89
85598.61 | -30.82
85601.62 | -31.16
85604.64 | -31.17
85607.65 | -31.24
85610.66 | -31.12
85613.67 | -30.87
85616.68 | -30.6
85619.69 | -31.05
85622.71 | -31.08
85625.72 | -31.18
85628.73 | -31.16
85631.74 | -31.18
85634.75 | -31.21
85637.76 | -31.09
85640.77 | -31.31
85643.79 | -31.25
85646.8 | -31.41
85649.81 | -31.5
85652.82 | -31.37
85655.83 | -31.13
85658.84 | -31.1
85661.86 | -31.17
85664.87 | -31.29
85667.88 | -31.51
85670.89 | -31.4
85673.9 | -31.4
85676.91 | -31.47
85679.93 | -31.56
85682.94 | -31.52
85685.95 | -31.4
85688.96 | -31.34
85691.97 | -31.49
85694.98 | -31.76
85698 | -31.53
85701.01 | -31.29
85704.02 | -31.47
85707.03 | -31.69
85710.04 | -31.6
85713.05 | -31.89
85716.06 | -31.72
85719.08 | -31.43
85722.09 | -31.34
85725.1 | -31.46
85728.11 | -31.52
85731.12 | -31.45
85734.13 | -31.58
85737.15 | -31.63
85740.16 | -31.66
85743.17 | -31.67
85746.18 | -31.31
85749.19 | -31.4
85752.2 | -31.53
85755.22 | -31.44
85758.23 | -31.42
85761.24 | -31.42
85764.25 | -31.48
85767.26 | -31.69
85770.27 | -31.52
85773.29 | -31.51
85776.3 | -31.8
85779.31 | -31.36
85782.32 | -31.5
85785.33 | -31.74
85788.34 | -31.73
85791.35 | -31.64
85794.37 | -31.69
85797.38 | -31.96
85800.39 | -31.82
85803.4 | -31.71
85806.41 | -31.63
85809.42 | -31.72
85812.44 | -31.87
85815.45 | -31.96
85818.46 | -31.98
85821.47 | -31.78
85824.48 | -31.62
85827.49 | -31.79
85830.51 | -31.9
85833.52 | -31.9
85836.53 | -31.84
85839.54 | -32.17
85842.55 | -32.23
85845.56 | -31.92
85848.57 | -31.82
85851.59 | -32.09
85854.6 | -31.84
85857.61 | -31.88
85860.62 | -32.01
85863.63 | -32.03
85866.64 | -32.1
85869.66 | -32.07
85872.67 | -31.94
85875.68 | -31.83
85878.69 | -31.97
85881.7 | -32.11
85884.71 | -31.95
85887.73 | -31.98
85890.74 | -31.94
85893.75 | -31.98
85896.76 | -32.08
85899.77 | -32.22
85902.78 | -32.12
85905.8 | -32.15
85908.81 | -32.09
85911.82 | -32.08
85914.83 | -32.2
85917.84 | -31.94
85920.85 | -32.24
85923.86 | -32.39
85926.88 | -32.28
85929.89 | -32.27
85932.9 | -32.34
85935.91 | -32.14
85938.92 | -32.15
85941.93 | -32.19
85944.95 | -32.03
85947.96 | -32.35
85950.97 | -32.28
85953.98 | -31.95
85956.99 | -32.22
85960 | -32.19
85963.02 | -32.36
85966.03 | -32.54
85969.04 | -32.38
85972.05 | -32.11
85975.06 | -32.31
85978.07 | -32.34
85981.09 | -32.14
85984.1 | -32.49
85987.11 | -32.6
85990.12 | -32.45
85993.13 | -32.52
85996.14 | -32.47
85999.15 | -32.5
86002.17 | -32.6
86005.18 | -32.57
86008.19 | -32.69
86011.2 | -32.45
86014.21 | -32.35
86017.22 | -32.54
86020.24 | -32.45
86023.25 | -32.65
86026.26 | -32.66
86029.27 | -32.4
86032.28 | -32.57
86035.29 | -32.54
86038.31 | -32.63
86041.32 | -32.67
86044.33 | -32.5
86047.34 | -32.41
86050.35 | -32.79
86053.36 | -32.56
86056.38 | -32.48
86059.39 | -32.89
86062.4 | -32.87
86065.41 | -32.78
86068.42 | -32.86
86071.43 | -32.96
86074.44 | -32.89
86077.46 | -32.76
86080.47 | -32.71
86083.48 | -32.82
86086.49 | -32.81
86089.5 | -32.92
86092.51 | -32.66
86095.53 | -32.6
86098.54 | -32.99
86101.55 | -33.02
86104.56 | -32.94
86107.57 | -32.94
86110.58 | -32.56
86113.6 | -32.63
86116.61 | -32.81
86119.62 | -32.58
86122.63 | -32.65
86125.64 | -32.97
86128.65 | -32.88
86131.67 | -33.05
86134.68 | -33.09
86137.69 | -32.87
86140.7 | -32.99
86143.71 | -33.14
86146.72 | -33.17
86149.73 | -33.19
86152.75 | -33.06
86155.76 | -33.27
86158.77 | -33.07
86161.78 | -32.78
86164.79 | -32.7
86167.8 | -32.96
86170.82 | -33.23
86173.83 | -32.95
86176.84 | -33.01
86179.85 | -33.17
86182.86 | -33.04
86185.87 | -32.97
86188.89 | -33.34
86191.9 | -33.57
86194.91 | -33.29
86197.92 | -33.01
86200.93 | -33.19
86203.94 | -33.41
86206.95 | -33.55
86209.97 | -33.39
86212.98 | -33.41
86215.99 | -33.32
86219 | -33.24
86222.01 | -33.47
86225.02 | -33.52
86228.04 | -33.38
86231.05 | -33.22
86234.06 | -33.29
86237.07 | -33.46
86240.08 | -33.48
86243.09 | -33.49
86246.11 | -33.6
86249.12 | -33.29
86252.13 | -33.4
86255.14 | -33.58
86258.15 | -33.63
86261.16 | -33.51
86264.18 | -33.63
86267.19 | -33.57
86270.2 | -33.26
86273.21 | -33.45
86276.22 | -33.61
86279.23 | -33.87
86282.24 | -33.98
86285.26 | -33.76
86288.27 | -33.81
86291.28 | -33.61
86294.29 | -33.7
86297.3 | -33.58
86300.31 | -33.43
86303.33 | -33.67
86306.34 | -33.79
86309.35 | -33.69
86312.36 | -33.63
86315.37 | -33.6
86318.38 | -33.77
86321.4 | -34.03
86324.41 | -33.64
86327.42 | -33.62
86330.43 | -33.91
86333.44 | -33.81
86336.45 | -33.59
86339.47 | -33.76
86342.48 | -34.01
86345.49 | -33.93
86348.5 | -34.06
86351.51 | -34.4
86354.52 | -34.38
86357.53 | -34.1
86360.55 | -33.83
86363.56 | -33.82
86366.57 | -33.93
86369.58 | -34.05
86372.59 | -34.08
86375.6 | -33.92
86378.62 | -33.99
86381.63 | -33.89
86384.64 | -34.15
86387.65 | -34.56
86390.66 | -34.17
86393.67 | -34.14
86396.69 | -34.15
86399.7 | -34.31
86402.71 | -34.44
86405.72 | -34.22
86408.73 | -34.15
86411.74 | -34.07
86414.76 | -33.89
86417.77 | -34.19
86420.78 | -34.5
86423.79 | -34.33
86426.8 | -34.42
86429.81 | -34.3
86432.82 | -34.17
86435.84 | -34.12
86438.85 | -34.24
86441.86 | -34.4
86444.87 | -34.49
86447.88 | -34.4
86450.89 | -34.34
86453.91 | -34.53
86456.92 | -34.48
86459.93 | -34.34
86462.94 | -34.37
86465.95 | -34.56
86468.96 | -34.52
86471.98 | -34.43
86474.99 | -34.49
86478 | -34.38
86481.01 | -34.58
86484.02 | -34.52
86487.03 | -34.42
86490.05 | -34.35
86493.06 | -34.34
86496.07 | -34.3
86499.08 | -34.42
86502.09 | -34.49
86505.1 | -34.46
86508.11 | -34.62
86511.13 | -34.65
86514.14 | -34.74
86517.15 | -34.69
86520.16 | -34.41
86523.17 | -34.32
86526.18 | -34.71
86529.2 | -34.82
86532.21 | -34.75
86535.22 | -34.78
86538.23 | -34.88
86541.24 | -34.5
86544.25 | -34.62
86547.27 | -34.66
86550.28 | -34.7
86553.29 | -34.97
86556.3 | -34.91
86559.31 | -34.75
86562.32 | -34.83
86565.33 | -35.03
86568.35 | -34.84
86571.36 | -34.68
86574.37 | -34.86
86577.38 | -35.05
86580.39 | -35.06
86583.4 | -35.28
86586.42 | -35.05
86589.43 | -35.09
86592.44 | -34.99
86595.45 | -35.06
86598.46 | -35.16
86601.47 | -35.12
86604.49 | -35.12
86607.5 | -34.98
86610.51 | -34.87
86613.52 | -35.02
86616.53 | -35.19
86619.54 | -35.28
86622.56 | -35.25
86625.57 | -35.06
86628.58 | -35.09
86631.59 | -35.04
86634.6 | -35.07
86637.61 | -35.39
86640.62 | -35.22
86643.64 | -34.97
86646.65 | -35.03
86649.66 | -35.18
86652.67 | -35.1
86655.68 | -35.03
86658.69 | -35.21
86661.71 | -35.18
86664.72 | -35.28
86667.73 | -35.27
86670.74 | -35.32
86673.75 | -35.4
86676.76 | -35.53
86679.78 | -35.54
86682.79 | -35.47
86685.8 | -35.31
86688.81 | -35.24
86691.82 | -35.18
86694.83 | -35.24
86697.85 | -35.35
86700.86 | -35.54
86703.87 | -35.47
86706.88 | -35.44
86709.89 | -35.69
86712.9 | -35.6
86715.91 | -35.33
86718.93 | -35.38
86721.94 | -35.59
86724.95 | -35.88
86727.96 | -35.71
86730.97 | -35.73
86733.98 | -35.75
86737 | -35.66
86740.01 | -35.67
86743.02 | -35.64
86746.03 | -35.55
86749.04 | -35.67
86752.05 | -35.5
86755.07 | -35.6
86758.08 | -35.7
86761.09 | -35.63
86764.1 | -35.85
86767.11 | -35.88
86770.12 | -35.84
86773.14 | -35.77
86776.15 | -35.58
86779.16 | -35.83
86782.17 | -36.03
86785.18 | -35.75
86788.19 | -35.63
86791.2 | -35.7
86794.22 | -35.53
86797.23 | -35.76
86800.24 | -35.82
86803.25 | -35.81
86806.26 | -35.84
86809.27 | -35.75
86812.29 | -35.63
86815.3 | -35.77
86818.31 | -35.67
86821.32 | -35.52
86824.33 | -35.9
86827.34 | -35.89
86830.36 | -35.74
86833.37 | -35.88
86836.38 | -35.98
86839.39 | -35.94
86842.4 | -36.01
86845.41 | -36.1
86848.43 | -35.95
86851.44 | -36.22
86854.45 | -36.23
86857.46 | -35.9
86860.47 | -35.99
86863.48 | -35.99
86866.49 | -36.04
86869.51 | -36.14
86872.52 | -36.18
86875.53 | -36.13
86878.54 | -36.26
86881.55 | -36.61
86884.56 | -36.4
86887.58 | -36.26
86890.59 | -36.34
86893.6 | -36.23
86896.61 | -36.34
86899.62 | -36.32
86902.63 | -36.29
86905.65 | -36.23
86908.66 | -36.43
86911.67 | -36.41
86914.68 | -36.72
86917.69 | -36.8
86920.7 | -36.88
86923.71 | -36.75
86926.73 | -36.56
86929.74 | -36.36
86932.75 | -36.44
86935.76 | -36.52
86938.77 | -36.47
86941.78 | -36.47
86944.8 | -36.66
86947.81 | -36.53
86950.82 | -36.61
86953.83 | -36.65
86956.84 | -36.71
86959.85 | -36.89
86962.87 | -36.74
86965.88 | -36.56
86968.89 | -36.57
86971.9 | -36.74
86974.91 | -37.07
86977.92 | -36.96
86980.94 | -36.66
86983.95 | -36.66
86986.96 | -36.92
86989.97 | -36.76
86992.98 | -36.83
86995.99 | -36.95
86999 | -36.7
87002.02 | -36.87
87005.03 | -37.11
87008.04 | -36.77
87011.05 | -36.7
87014.06 | -37.05
87017.07 | -37.13
87020.09 | -37.07
87023.1 | -36.91
87026.11 | -36.77
87029.12 | -36.72
87032.13 | -36.82
87035.14 | -36.85
87038.16 | -37.09
87041.17 | -37.21
87044.18 | -36.95
87047.19 | -36.75
87050.2 | -37.07
87053.21 | -37.18
87056.23 | -37.02
87059.24 | -36.93
87062.25 | -37.19
87065.26 | -37.36
87068.27 | -37.23
87071.28 | -37.32
87074.29 | -37.08
87077.31 | -37.25
87080.32 | -37.3
87083.33 | -37.28
87086.34 | -37.28
87089.35 | -37.09
87092.36 | -37.24
87095.38 | -37.25
87098.39 | -37.23
87101.4 | -37.12
87104.41 | -37.2
87107.42 | -37.62
87110.43 | -37.56
87113.45 | -37.21
87116.46 | -37.39
87119.47 | -37.44
87122.48 | -37.22
87125.49 | -37.31
87128.5 | -37.26
87131.52 | -37.11
87134.53 | -37.52
87137.54 | -37.55
87140.55 | -37.5
87143.56 | -37.43
87146.57 | -37.32
87149.58 | -37.19
87152.6 | -37.3
87155.61 | -37.52
87158.62 | -37.85
87161.63 | -37.73
87164.64 | -37.68
87167.65 | -37.78
87170.67 | -37.83
87173.68 | -37.83
87176.69 | -37.72
87179.7 | -37.74
87182.71 | -37.56
87185.72 | -37.62
87188.74 | -37.65
87191.75 | -37.6
87194.76 | -37.37
87197.77 | -37.55
87200.78 | -37.59
87203.79 | -37.58
87206.81 | -37.64
87209.82 | -37.99
87212.83 | -37.87
87215.84 | -38.01
87218.85 | -37.84
87221.86 | -37.91
87224.87 | -37.97
87227.89 | -37.93
87230.9 | -37.88
87233.91 | -37.83
87236.92 | -38.01
87239.93 | -38.07
87242.94 | -37.9
87245.96 | -37.83
87248.97 | -38.11
87251.98 | -37.94
87254.99 | -38.14
87258 | -38.26
87261.01 | -38.12
87264.03 | -37.97
87267.04 | -38.22
87270.05 | -38.21
87273.06 | -38.12
87276.07 | -37.88
87279.08 | -38.06
87282.09 | -38.1
87285.11 | -38.12
87288.12 | -38.02
87291.13 | -38.11
87294.14 | -38.16
87297.15 | -38.01
87300.16 | -38.1
87303.18 | -38.31
87306.19 | -38.36
87309.2 | -38.09
87312.21 | -38.27
87315.22 | -38.55
87318.23 | -38.53
87321.25 | -38.49
87324.26 | -38.4
87327.27 | -38.43
87330.28 | -38.36
87333.29 | -38.36
87336.3 | -38.29
87339.32 | -38.41
87342.33 | -38.36
87345.34 | -38.25
87348.35 | -38.61
87351.36 | -38.56
87354.37 | -38.34
87357.38 | -38.49
87360.4 | -38.7
87363.41 | -38.66
87366.42 | -38.58
87369.43 | -38.63
87372.44 | -38.52
87375.45 | -38.36
87378.47 | -38.78
87381.48 | -38.95
87384.49 | -38.79
87387.5 | -38.74
87390.51 | -38.71
87393.52 | -38.93
87396.54 | -38.89
87399.55 | -38.9
87402.56 | -38.96
87405.57 | -38.9
87408.58 | -38.89
87411.59 | -38.95
87414.61 | -39.19
87417.62 | -39.28
87420.63 | -39.18
87423.64 | -39
87426.65 | -38.91
87429.66 | -38.92
87432.67 | -38.87
87435.69 | -39.01
87438.7 | -38.93
87441.71 | -38.94
87444.72 | -39.1
87447.73 | -39.13
87450.74 | -39.22
87453.76 | -39.05
87456.77 | -39.04
87459.78 | -39.16
87462.79 | -39.24
87465.8 | -39.09
87468.81 | -39.14
87471.83 | -39.41
87474.84 | -39.09
87477.85 | -38.86
87480.86 | -39.24
87483.87 | -39.27
87486.88 | -39.39
87489.9 | -39.47
87492.91 | -39.23
87495.92 | -39.41
87498.93 | -39.68
87501.94 | -39.6
87504.95 | -39.49
87507.96 | -39.36
87510.98 | -39.42
87513.99 | -39.59
87517 | -39.43
87520.01 | -39.22
87523.02 | -39.06
87526.03 | -39.68
87529.05 | -39.86
87532.06 | -39.36
87535.07 | -39.42
87538.08 | -39.56
87541.09 | -39.48
87544.1 | -39.56
87547.12 | -39.63
87550.13 | -39.66
87553.14 | -39.66
87556.15 | -39.83
87559.16 | -39.96
87562.17 | -39.88
87565.19 | -39.83
87568.2 | -39.92
87571.21 | -39.99
87574.22 | -40.01
87577.23 | -39.9
87580.24 | -39.83
87583.25 | -39.87
87586.27 | -39.85
87589.28 | -39.88
87592.29 | -39.99
87595.3 | -39.84
87598.31 | -39.77
87601.32 | -40.05
87604.34 | -39.93
87607.35 | -39.99
87610.36 | -40.15
87613.37 | -40.47
87616.38 | -40.13
87619.39 | -39.98
87622.41 | -40.29
87625.42 | -40.06
87628.43 | -40.05
87631.44 | -39.89
87634.45 | -39.92
87637.46 | -40.08
87640.47 | -40.01
87643.49 | -40.06
87646.5 | -40.09
87649.51 | -40.17
87652.52 | -40.39
87655.53 | -40.29
87658.54 | -40.09
87661.56 | -40.19
87664.57 | -40.39
87667.58 | -40.39
87670.59 | -40.44
87673.6 | -40.55
87676.61 | -40.41
87679.63 | -40.36
87682.64 | -40.12
87685.65 | -40.43
87688.66 | -40.36
87691.67 | -40.25
87694.68 | -40.37
87697.7 | -40.69
87700.71 | -40.69
87703.72 | -40.66
87706.73 | -40.8
87709.74 | -40.75
87712.75 | -40.44
87715.76 | -40.26
87718.78 | -40.38
87721.79 | -40.64
87724.8 | -40.51
87727.81 | -40.71
87730.82 | -40.73
87733.83 | -40.72
87736.85 | -40.76
87739.86 | -40.7
87742.87 | -40.7
87745.88 | -40.71
87748.89 | -40.91
87751.9 | -40.97
87754.92 | -41.07
87757.93 | -41.07
87760.94 | -41.12
87763.95 | -41.21
87766.96 | -41.05
87769.97 | -40.83
87772.99 | -40.91
87776 | -41.18
87779.01 | -41.12
87782.02 | -41.08
87785.03 | -40.86
87788.04 | -40.66
87791.05 | -40.99
87794.07 | -40.87
87797.08 | -40.68
87800.09 | -40.6
87803.1 | -40.78
87806.11 | -41.14
87809.12 | -41.22
87812.14 | -41.12
87815.15 | -41.14
87818.16 | -41.15
87821.17 | -41.47
87824.18 | -41.54
87827.19 | -41.2
87830.21 | -41.3
87833.22 | -41.35
87836.23 | -41.35
87839.24 | -41.35
87842.25 | -41.53
87845.26 | -41.63
87848.28 | -41.76
87851.29 | -41.6
87854.3 | -41.44
87857.31 | -41.51
87860.32 | -41.64
87863.33 | -41.45
87866.34 | -41.12
87869.36 | -41.35
87872.37 | -41.5
87875.38 | -41.5
87878.39 | -41.6
87881.4 | -41.56
87884.41 | -41.53
87887.43 | -41.77
87890.44 | -41.63
87893.45 | -41.74
87896.46 | -42.03
87899.47 | -41.67
87902.48 | -41.53
87905.5 | -41.74
87908.51 | -41.94
87911.52 | -41.95
87914.53 | -41.71
87917.54 | -41.78
87920.55 | -41.98
87923.57 | -41.76
87926.58 | -41.58
87929.59 | -41.82
87932.6 | -42.19
87935.61 | -42.19
87938.62 | -42.08
87941.63 | -42.02
87944.65 | -42.09
87947.66 | -41.83
87950.67 | -42
87953.68 | -42.02
87956.69 | -41.91
87959.7 | -41.82
87962.72 | -42.01
87965.73 | -42.1
87968.74 | -42.23
87971.75 | -42.08
87974.76 | -42.18
87977.77 | -42.34
87980.79 | -42.5
87983.8 | -42.41
87986.81 | -42.4
87989.82 | -42.36
87992.83 | -42.45
87995.84 | -42.5
87998.85 | -42.28
88001.87 | -42.41
88004.88 | -42.26
88007.89 | -42.43
88010.9 | -42.69
88013.91 | -42.65
88016.92 | -42.62
88019.94 | -42.53
88022.95 | -42.71
88025.96 | -42.6
88028.97 | -42.46
88031.98 | -42.55
88034.99 | -42.62
88038.01 | -42.66
88041.02 | -42.7
88044.03 | -42.91
88047.04 | -42.71
88050.05 | -42.79
88053.06 | -42.83
88056.08 | -42.71
88059.09 | -42.6
88062.1 | -42.67
88065.11 | -42.76
88068.12 | -42.7
88071.13 | -42.82
88074.14 | -42.87
88077.16 | -42.8
88080.17 | -43.05
88083.18 | -43.09
88086.19 | -42.95
88089.2 | -43.17
88092.21 | -43.07
88095.23 | -42.85
88098.24 | -42.71
88101.25 | -42.85
88104.26 | -42.95
88107.27 | -43.36
88110.28 | -43.38
88113.3 | -43.23
88116.31 | -43.25
88119.32 | -43.17
88122.33 | -43.18
88125.34 | -43.11
88128.35 | -43.08
88131.37 | -43.16
88134.38 | -43.01
88137.39 | -43.15
88140.4 | -43.33
88143.41 | -43.52
88146.42 | -43.56
88149.43 | -43.42
88152.45 | -43.59
88155.46 | -43.49
88158.47 | -43.41
88161.48 | -43.54
88164.49 | -43.63
88167.5 | -43.35
88170.52 | -43.15
88173.53 | -43.43
88176.54 | -43.42
88179.55 | -43.68
88182.56 | -43.55
88185.57 | -43.57
88188.59 | -43.36
88191.6 | -43.54
88194.61 | -43.68
88197.62 | -43.6
88200.63 | -43.58
88203.64 | -43.57
88206.66 | -43.76
88209.67 | -43.8
88212.68 | -43.88
88215.69 | -43.53
88218.7 | -43.6
88221.71 | -43.7
88224.72 | -43.55
88227.74 | -43.72
88230.75 | -44.04
88233.76 | -44.14
88236.77 | -44.02
88239.78 | -43.92
88242.79 | -44.03
88245.81 | -43.98
88248.82 | -44.23
88251.83 | -44.08
88254.84 | -44.34
88257.85 | -44.39
88260.86 | -44.29
88263.88 | -44.29
88266.89 | -44.62
88269.9 | -44.8
88272.91 | -44.74
88275.92 | -44.41
88278.93 | -44.24
88281.95 | -44.26
88284.96 | -44.57
88287.97 | -44.66
88290.98 | -44.33
88293.99 | -44.01
88297 | -43.97
88300.01 | -44.32
88303.03 | -44.3
88306.04 | -44.51
88309.05 | -44.86
88312.06 | -44.56
88315.07 | -44.23
88318.08 | -44.58
88321.1 | -44.43
88324.11 | -44.56
88327.12 | -44.73
88330.13 | -44.6
88333.14 | -44.48
88336.15 | -44.66
88339.17 | -44.71
88342.18 | -44.41
88345.19 | -44.54
88348.2 | -44.78
88351.21 | -45
88354.22 | -44.89
88357.23 | -44.78
88360.25 | -44.99
88363.26 | -44.84
88366.27 | -45.14
88369.28 | -45.05
88372.29 | -44.83
88375.3 | -44.87
88378.32 | -44.88
88381.33 | -44.93
88384.34 | -45.16
88387.35 | -45.33
88390.36 | -45.15
88393.37 | -45.04
88396.39 | -45.04
88399.4 | -45.28
88402.41 | -45.52
88405.42 | -45.64
88408.43 | -45.49
88411.44 | -45.25
88414.46 | -45.13
88417.47 | -45.31
88420.48 | -45.43
88423.49 | -45.46
88426.5 | -45.36
88429.51 | -45.36
88432.52 | -45.53
88435.54 | -45.76
88438.55 | -45.66
88441.56 | -45.36
88444.57 | -45.56
88447.58 | -45.43
88450.59 | -45.56
88453.61 | -45.78
88456.62 | -45.5
88459.63 | -45.55
88462.64 | -45.45
88465.65 | -45.5
88468.66 | -45.59
88471.68 | -45.74
88474.69 | -45.86
88477.7 | -45.93
88480.71 | -45.92
88483.72 | -45.77
88486.73 | -46.1
88489.75 | -46.16
88492.76 | -46.37
88495.77 | -45.94
88498.78 | -45.75
88501.79 | -46.14
88504.8 | -46.33
88507.81 | -46.16
88510.83 | -46.18
88513.84 | -46.33
88516.85 | -46.25
88519.86 | -46.46
88522.87 | -46.52
88525.88 | -46.56
88528.9 | -46.44
88531.91 | -46.27
88534.92 | -46.27
88537.93 | -46.15
88540.94 | -46.29
88543.95 | -46.49
88546.97 | -46.24
88549.98 | -46.15
88552.99 | -46.32
88556 | -46.54
88559.01 | -46.74
88562.02 | -46.76
88565.04 | -46.65
88568.05 | -46.82
88571.06 | -46.77
88574.07 | -46.83
88577.08 | -46.8
88580.09 | -46.38
88583.1 | -46.35
88586.12 | -46.73
88589.13 | -46.71
88592.14 | -46.88
88595.15 | -46.88
88598.16 | -46.82
88601.17 | -47.05
88604.19 | -47.01
88607.2 | -47.24
88610.21 | -47.23
88613.22 | -47.24
88616.23 | -47.39
88619.24 | -47.21
88622.26 | -47.1
88625.27 | -46.97
88628.28 | -47.07
88631.29 | -47.12
88634.3 | -47.05
88637.31 | -46.92
88640.33 | -47.04
88643.34 | -47.1
88646.35 | -47.06
88649.36 | -47.3
88652.37 | -47.48
88655.38 | -47.63
88658.39 | -47.56
88661.41 | -47.5
88664.42 | -47.67
88667.43 | -47.47
88670.44 | -47.35
88673.45 | -47.46
88676.46 | -47.45
88679.48 | -47.34
88682.49 | -47.6
88685.5 | -47.44
88688.51 | -47.7
88691.52 | -47.98
88694.53 | -47.89
88697.55 | -47.73
88700.56 | -47.81
88703.57 | -47.69
88706.58 | -47.66
88709.59 | -47.75
88712.6 | -48.02
88715.61 | -47.93
88718.63 | -47.84
88721.64 | -47.98
88724.65 | -47.95
88727.66 | -47.83
88730.67 | -48.04
88733.68 | -48.11
88736.7 | -48.26
88739.71 | -48.34
88742.72 | -48.5
88745.73 | -48.5
88748.74 | -48.17
88751.75 | -48.17
88754.77 | -48.12
88757.78 | -48.11
88760.79 | -48.38
88763.8 | -48.46
88766.81 | -48.37
88769.82 | -48.52
88772.84 | -48.49
88775.85 | -48.42
88778.86 | -48.46
88781.87 | -48.42
88784.88 | -48.57
88787.89 | -48.71
88790.9 | -48.59
88793.92 | -48.78
88796.93 | -48.68
88799.94 | -48.45
88802.95 | -48.5
88805.96 | -48.69
88808.97 | -48.73
88811.99 | -48.94
88815 | -48.64
88818.01 | -48.58
88821.02 | -48.91
88824.03 | -49.04
88827.04 | -49.1
88830.06 | -49.27
88833.07 | -49.2
88836.08 | -49.28
88839.09 | -49.39
88842.1 | -49.24
88845.11 | -49.11
88848.13 | -49.14
88851.14 | -49.36
88854.15 | -49.53
88857.16 | -49.23
88860.17 | -49.01
88863.18 | -49.49
88866.19 | -49.47
88869.21 | -49.41
88872.22 | -49.43
88875.23 | -49.62
88878.24 | -49.46
88881.25 | -49.54
88884.26 | -49.37
88887.28 | -49.55
88890.29 | -49.62
88893.3 | -49.72
88896.31 | -49.77
88899.32 | -49.83
88902.33 | -49.79
88905.35 | -49.87
88908.36 | -49.89
88911.37 | -49.86
88914.38 | -49.79
88917.39 | -50.19
88920.4 | -50.34
88923.42 | -50.04
88926.43 | -50.05
88929.44 | -49.94
88932.45 | -49.9
88935.46 | -50.13
88938.47 | -50.06
88941.48 | -50.22
88944.5 | -50.29
88947.51 | -49.97
88950.52 | -49.97
88953.53 | -50.28
88956.54 | -50.47
88959.55 | -50.29
88962.57 | -50.16
88965.58 | -50.33
88968.59 | -50.41
88971.6 | -50.34
88974.61 | -50.21
88977.62 | -50.48
88980.64 | -50.42
88983.65 | -50.66
88986.66 | -50.86
88989.67 | -50.85
88992.68 | -50.94
88995.69 | -50.82
88998.71 | -50.68
89001.72 | -51
89004.73 | -51.01
89007.74 | -50.93
89010.75 | -50.94
89013.76 | -51.12
89016.77 | -51.05
89019.79 | -51.05
89022.8 | -51.2
89025.81 | -51.06
89028.82 | -50.96
89031.83 | -51.15
89034.84 | -51.34
89037.86 | -51.39
89040.87 | -51.39
89043.88 | -51.32
89046.89 | -51.27
89049.9 | -51.51
89052.91 | -51.43
89055.93 | -51.46
89058.94 | -51.56
89061.95 | -51.61
89064.96 | -51.38
89067.97 | -51.48
89070.98 | -51.68
89073.99 | -51.81
89077.01 | -51.8
89080.02 | -51.82
89083.03 | -51.5
89086.04 | -51.41
89089.05 | -51.83
89092.06 | -52.04
89095.08 | -51.91
89098.09 | -52.14
89101.1 | -52.27
89104.11 | -52.31
89107.12 | -52.35
89110.13 | -52.25
89113.15 | -52.38
89116.16 | -52.29
89119.17 | -52.41
89122.18 | -52.45
89125.19 | -52.44
89128.2 | -52.61
89131.22 | -52.55
89134.23 | -52.45
89137.24 | -52.51
89140.25 | -52.49
89143.26 | -52.65
89146.27 | -52.65
89149.28 | -52.73
89152.3 | -52.91
89155.31 | -52.94
89158.32 | -52.79
89161.33 | -52.86
89164.34 | -53
89167.35 | -52.91
89170.37 | -52.87
89173.38 | -52.92
89176.39 | -53.04
89179.4 | -53.19
89182.41 | -53.22
89185.42 | -53.09
89188.44 | -53.17
89191.45 | -53.29
89194.46 | -53.35
89197.47 | -53.49
89200.48 | -53.57
89203.49 | -53.57
89206.51 | -53.69
89209.52 | -53.66
89212.53 | -53.58
89215.54 | -53.35
89218.55 | -53.55
89221.56 | -53.6
89224.57 | -53.64
89227.59 | -53.87
89230.6 | -53.94
89233.61 | -54.14
89236.62 | -54.15
89239.63 | -54.1
89242.64 | -53.99
89245.66 | -54.05
89248.67 | -54.31
89251.68 | -54.19
89254.69 | -54.18
89257.7 | -54.16
89260.71 | -54.16
89263.73 | -54.16
89266.74 | -54.14
89269.75 | -54.08
89272.76 | -54.21
89275.77 | -54.44
89278.78 | -54.65
89281.8 | -54.73
89284.81 | -54.51
89287.82 | -54.33
89290.83 | -54.56
89293.84 | -54.85
89296.85 | -55.04
89299.86 | -55.18
89302.88 | -55.15
89305.89 | -54.99
89308.9 | -54.86
89311.91 | -54.98
89314.92 | -55.29
89317.93 | -55.64
89320.95 | -55.36
89323.96 | -55.26
89326.97 | -55.63
89329.98 | -55.6
89332.99 | -55.8
89336 | -55.72
89339.02 | -55.4
89342.03 | -55.31
89345.04 | -55.44
89348.05 | -55.63
89351.06 | -55.92
89354.07 | -55.79
89357.09 | -55.85
89360.1 | -55.98
89363.11 | -55.96
89366.12 | -55.97
89369.13 | -56.13
89372.14 | -56.18
89375.15 | -56.18
89378.17 | -56.13
89381.18 | -56.14
89384.19 | -56.24
89387.2 | -56.34
89390.21 | -56.54
89393.22 | -56.49
89396.24 | -56.57
89399.25 | -56.61
89402.26 | -56.67
89405.27 | -56.78
89408.28 | -56.77
89411.29 | -57
89414.31 | -56.99
89417.32 | -57.08
89420.33 | -57.16
89423.34 | -57.32
89426.35 | -57.48
89429.36 | -57.32
89432.38 | -57.36
89435.39 | -57.3
89438.4 | -57.43
89441.41 | -57.83
89444.42 | -57.76
89447.43 | -57.7
89450.44 | -57.72
89453.46 | -57.89
89456.47 | -57.91
89459.48 | -58.04
89462.49 | -57.99
89465.5 | -57.94
89468.51 | -58.06
89471.53 | -58.13
89474.54 | -58.02
89477.55 | -58.12
89480.56 | -58.47
89483.57 | -58.54
89486.58 | -58.59
89489.6 | -58.62
89492.61 | -58.78
89495.62 | -58.96
89498.63 | -59.01
89501.64 | -59.18
89504.65 | -59
89507.66 | -59
89510.68 | -59.18
89513.69 | -59.02
89516.7 | -59.07
89519.71 | -59.11
89522.72 | -59.13
89525.73 | -59.16
89528.75 | -59.16
89531.76 | -59.51
89534.77 | -59.84
89537.78 | -60.01
89540.79 | -60.12
89543.8 | -59.9
89546.82 | -59.8
89549.83 | -60.04
89552.84 | -60.04
89555.85 | -60.18
89558.86 | -60.38
89561.87 | -60.21
89564.89 | -60.43
89567.9 | -60.68
89570.91 | -60.87
89573.92 | -60.47
89576.93 | -60.5
89579.94 | -60.71
89582.95 | -60.79
89585.97 | -60.97
89588.98 | -61.08
89591.99 | -61.18
89595 | -61.25
89598.01 | -60.99
89601.02 | -60.74
89604.04 | -60.92
89607.05 | -61.05
89610.06 | -61.75
89613.07 | -61.73
89616.08 | -61.76
89619.09 | -61.92
89622.11 | -61.63
89625.12 | -61.65
89628.13 | -61.86
89631.14 | -62.12
89634.15 | -62.37
89637.16 | -62.56
89640.18 | -62.89
89643.19 | -62.96
89646.2 | -63.02
89649.21 | -62.68
89652.22 | -62.74
89655.23 | -62.96
89658.24 | -63.25
89661.26 | -63.43
89664.27 | -63.48
89667.28 | -63.46
89670.29 | -63.48
89673.3 | -63.42
89676.31 | -63.44
89679.33 | -63.56
89682.34 | -63.98
89685.35 | -64.29
89688.36 | -64.22
89691.37 | -64.03
89694.38 | -64.26
89697.4 | -64.38
89700.41 | -64.5
89703.42 | -64.71
89706.43 | -65.28
89709.44 | -65.54
89712.45 | -65.39
89715.47 | -65.3
89718.48 | -65.19
89721.49 | -65.19
89724.5 | -65.42
89727.51 | -65.51
89730.52 | -65.95
89733.53 | -66.23
89736.55 | -66.35
89739.56 | -66.38
89742.57 | -66.47
89745.58 | -66.25
89748.59 | -66.33
89751.6 | -66.48
89754.62 | -66.78
89757.63 | -67.31
89760.64 | -67.53
89763.65 | -67.64
89766.66 | -67.27
89769.67 | -67.12
89772.69 | -67.36
89775.7 | -67.65
89778.71 | -67.98
89781.72 | -68.33
89784.73 | -68.61
89787.74 | -68.72
89790.76 | -68.31
89793.77 | -68.07
89796.78 | -68.27
89799.79 | -68.63
89802.8 | -69.23
89805.81 | -69.99
89808.82 | -70.34
89811.84 | -70.12
89814.85 | -69.56
89817.86 | -69.33
89820.87 | -69.39
89823.88 | -69.91
89826.89 | -70.95
89829.91 | -71.78
89832.92 | -71.96
89835.93 | -71.72
89838.94 | -70.8
89841.95 | -70.29
89844.96 | -70.3
89847.98 | -70.94
89850.99 | -72.37
89854 | -73.46
89857.01 | -73.72
89860.02 | -72.95
89863.03 | -71.71
89866.04 | -71.03
89869.06 | -71.07
89872.07 | -71.78
89875.08 | -73.24
89878.09 | -75.13
89881.1 | -75.63
89884.11 | -74.18
89887.13 | -72.55
89890.14 | -71.58
89893.15 | -71.45
89896.16 | -72.22
89899.17 | -73.91
89902.18 | -75.46
89905.2 | -76.08
89908.21 | -74.63
89911.22 | -72.76
89914.23 | -71.72
89917.24 | -71.6
89920.25 | -72.32
89923.27 | -73.78
89926.28 | -75.37
89929.29 | -75.86
89932.3 | -74.22
89935.31 | -72.35
89938.32 | -71.63
89941.33 | -71.36
89944.35 | -71.87
89947.36 | -73.14
89950.37 | -74.49
89953.38 | -74.59
89956.39 | -73.45
89959.4 | -71.81
89962.42 | -70.73
89965.43 | -70.63
89968.44 | -70.99
89971.45 | -71.81
89974.46 | -72.97
89977.47 | -73.14
89980.49 | -72.13
89983.5 | -70.97
89986.51 | -70.06
89989.52 | -69.79
89992.53 | -69.99
89995.54 | -70.72
89998.56 | -71.29
90001.57 | -71.38
90004.58 | -70.68
90007.59 | -69.68
90010.6 | -68.88
90013.61 | -68.62
90016.62 | -68.85
90019.64 | -69.44
90022.65 | -69.76
90025.66 | -69.94
90028.67 | -69.6
90031.68 | -68.99
90034.69 | -68.12
90037.71 | -67.75
90040.72 | -68.06
90043.73 | -68.32
90046.74 | -68.73
90049.75 | -68.78
90052.76 | -68.46
90055.78 | -67.87
90058.79 | -67.42
90061.8 | -67.12
90064.81 | -67.2
90067.82 | -67.14
90070.83 | -67.24
90073.85 | -67.3
90076.86 | -67.2
90079.87 | -66.68
90082.88 | -66.11
90085.89 | -66.07
90088.9 | -66.32
90091.91 | -66.67
90094.93 | -66.98
90097.94 | -66.67
90100.95 | -66.05
90103.96 | -65.69
90106.97 | -65.53
90109.98 | -65.4
90113 | -65.26
90116.01 | -65.49
90119.02 | -65.73
90122.03 | -65.54
90125.04 | -65.45
90128.05 | -65.14
90131.07 | -64.55
90134.08 | -64.52
90137.09 | -64.46
90140.1 | -64.7
90143.11 | -64.83
90146.12 | -64.79
90149.14 | -64.58
90152.15 | -64.46
90155.16 | -64.39
90158.17 | -64.01
90161.18 | -64.14
90164.19 | -64.15
90167.2 | -64.17
90170.22 | -64.24
90173.23 | -63.91
90176.24 | -63.72
90179.25 | -63.59
90182.26 | -63.6
90185.27 | -63.43
90188.29 | -63.5
90191.3 | -63.59
90194.31 | -63.61
90197.32 | -63.47
90200.33 | -62.92
90203.34 | -62.74
90206.36 | -62.74
90209.37 | -62.85
90212.38 | -63.05
90215.39 | -62.9
90218.4 | -62.56
90221.41 | -62.34
90224.42 | -62.19
90227.44 | -62.01
90230.45 | -62.16
90233.46 | -62.19
90236.47 | -62.25
90239.48 | -62.23
90242.49 | -62.16
90245.51 | -62.19
90248.52 | -62.03
90251.53 | -61.89
90254.54 | -61.67
90257.55 | -61.52
90260.56 | -61.65
90263.58 | -61.78
90266.59 | -61.75
90269.6 | -61.29
90272.61 | -61.25
90275.62 | -61.31
90278.63 | -60.86
90281.65 | -60.95
90284.66 | -61.28
90287.67 | -61.31
90290.68 | -61.31
90293.69 | -61
90296.7 | -60.89
90299.71 | -60.72
90302.73 | -60.67
90305.74 | -60.83
90308.75 | -60.76
90311.76 | -60.66
90314.77 | -60.64
90317.78 | -60.67
90320.8 | -60.65
90323.81 | -60.6
90326.82 | -60.45
90329.83 | -60.37
90332.84 | -60.3
90335.85 | -60.38
90338.87 | -60.43
90341.88 | -60.31
90344.89 | -60.08
90347.9 | -59.84
90350.91 | -59.99
90353.92 | -60.07
90356.94 | -59.97
90359.95 | -59.66
90362.96 | -59.71
90365.97 | -59.62
90368.98 | -59.67
90371.99 | -59.67
90375 | -59.55
90378.02 | -59.33
90381.03 | -59.5
90384.04 | -59.48
90387.05 | -59.48
90390.06 | -59.35
90393.07 | -59.34
90396.09 | -59.18
90399.1 | -59.29
90402.11 | -59.23
90405.12 | -59.28
90408.13 | -59.14
90411.14 | -59.13
90414.16 | -59.13
90417.17 | -59
90420.18 | -59.04
90423.19 | -58.99
90426.2 | -58.94
90429.21 | -58.99
90432.23 | -59.1
90435.24 | -58.97
90438.25 | -58.98
90441.26 | -58.75
90444.27 | -58.66
90447.28 | -58.56
90450.29 | -58.64
90453.31 | -58.63
90456.32 | -58.66
90459.33 | -58.85
90462.34 | -58.64
90465.35 | -58.38
90468.36 | -58.42
90471.38 | -58.38
90474.39 | -58.11
90477.4 | -58.2
90480.41 | -58.34
90483.42 | -58.23
90486.43 | -58.42
90489.45 | -58.05
90492.46 | -57.88
90495.47 | -57.88
90498.48 | -57.83
90501.49 | -58.08
90504.5 | -57.97
90507.52 | -57.84
90510.53 | -58.15
90513.54 | -58.08
90516.55 | -57.68
90519.56 | -57.49
90522.57 | -57.74
90525.58 | -57.61
90528.6 | -57.77
90531.61 | -57.78
90534.62 | -57.57
90537.63 | -57.68
90540.64 | -57.66
90543.65 | -57.46
90546.67 | -57.4
90549.68 | -57.49
90552.69 | -57.34
90555.7 | -57.26
90558.71 | -57.22
90561.72 | -57.4
90564.74 | -57.1
90567.75 | -57.05
90570.76 | -57.2
90573.77 | -57.26
90576.78 | -57.1
90579.79 | -57.16
90582.8 | -57.25
90585.82 | -57.11
90588.83 | -57.19
90591.84 | -56.89
90594.85 | -56.77
90597.86 | -56.9
90600.87 | -56.94
90603.89 | -57.02
90606.9 | -56.86
90609.91 | -56.88
90612.92 | -56.85
90615.93 | -56.55
90618.94 | -56.75
90621.96 | -56.65
90624.97 | -56.7
90627.98 | -56.85
90630.99 | -56.53
90634 | -56.62
90637.01 | -56.61
90640.03 | -56.61
90643.04 | -56.56
90646.05 | -56.44
90649.06 | -56.22
90652.07 | -56.15
90655.08 | -56.44
90658.09 | -56.4
90661.11 | -56.27
90664.12 | -56.12
90667.13 | -56
90670.14 | -56.1
90673.15 | -56.12
90676.16 | -56.2
90679.18 | -56.11
90682.19 | -56.41
90685.2 | -56.39
90688.21 | -56.01
90691.22 | -55.96
90694.23 | -56.23
90697.25 | -56.11
90700.26 | -56.08
90703.27 | -55.8
90706.28 | -55.51
90709.29 | -55.82
90712.3 | -55.85
90715.32 | -55.91
90718.33 | -56.02
90721.34 | -55.85
90724.35 | -56.1
90727.36 | -55.94
90730.37 | -55.8
90733.38 | -55.72
90736.4 | -55.59
90739.41 | -55.61
90742.42 | -55.59
90745.43 | -55.6
90748.44 | -55.62
90751.45 | -55.42
90754.47 | -55.41
90757.48 | -55.51
90760.49 | -55.73
90763.5 | -55.81
90766.51 | -55.61
90769.52 | -55.34
90772.54 | -55.17
90775.55 | -55.2
90778.56 | -55.14
90781.57 | -55.37
90784.58 | -55.24
90787.59 | -55.44
90790.61 | -55.25
90793.62 | -55.16
90796.63 | -55.24
90799.64 | -55.14
90802.65 | -55.1
90805.66 | -55.13
90808.67 | -55
90811.69 | -54.96
90814.7 | -55.05
90817.71 | -55.09
90820.72 | -55.1
90823.73 | -54.97
90826.74 | -55.13
90829.76 | -55.15
90832.77 | -54.83
90835.78 | -54.62
90838.79 | -54.65
90841.8 | -54.73
90844.81 | -54.84
90847.83 | -54.94
90850.84 | -55.07
90853.85 | -54.8
90856.86 | -54.71
90859.87 | -54.76
90862.88 | -54.7
90865.9 | -54.63
90868.91 | -54.69
90871.92 | -54.64
90874.93 | -54.5
90877.94 | -54.63
90880.95 | -54.7
90883.96 | -54.61
90886.98 | -54.96
90889.99 | -54.76
90893 | -54.54
90896.01 | -54.52
90899.02 | -54.48
90902.03 | -54.57
90905.05 | -54.34
90908.06 | -54.47
90911.07 | -54.73
90914.08 | -54.73
90917.09 | -54.92
90920.1 | -54.68
90923.12 | -54.39
90926.13 | -54.25
90929.14 | -54.09
90932.15 | -54.06
90935.16 | -54.2
90938.17 | -54.23
90941.18 | -54.42
90944.2 | -54.17
90947.21 | -54.06
90950.22 | -54.12
90953.23 | -54.34
90956.24 | -54.26
90959.25 | -54.45
90962.27 | -54.41
90965.28 | -54.05
90968.29 | -53.97
90971.3 | -53.9
90974.31 | -53.87
90977.32 | -54.07
90980.34 | -54.01
90983.35 | -54.09
90986.36 | -54.19
90989.37 | -53.95
90992.38 | -53.98
90995.39 | -54.24
90998.41 | -54.03
91001.42 | -54.19
91004.43 | -54.35
91007.44 | -54
91010.45 | -53.79
91013.46 | -53.66
91016.47 | -53.77
91019.49 | -53.83
91022.5 | -53.59
91025.51 | -53.75
91028.52 | -53.86
91031.53 | -53.78
91034.54 | -53.92
91037.56 | -54
91040.57 | -53.96
91043.58 | -53.8
91046.59 | -53.63
91049.6 | -53.6
91052.61 | -53.52
91055.63 | -53.56
91058.64 | -53.54
91061.65 | -53.57
91064.66 | -53.48
91067.67 | -53.6
91070.68 | -53.58
91073.7 | -53.64
91076.71 | -53.54
91079.72 | -53.36
91082.73 | -53.3
91085.74 | -53.22
91088.75 | -53.21
91091.76 | -53.35
91094.78 | -53.39
91097.79 | -53.54
91100.8 | -53.35
91103.81 | -53.4
91106.82 | -53.24
91109.83 | -53.36
91112.85 | -53.36
91115.86 | -53.31
91118.87 | -53.42
91121.88 | -53.56
91124.89 | -53.4
91127.9 | -53.25
91130.92 | -53.25
91133.93 | -53.18
91136.94 | -53.32
91139.95 | -53.48
91142.96 | -53.51
91145.97 | -53.23
91148.99 | -53.43
91152 | -53.28
91155.01 | -53.24
91158.02 | -53.25
91161.03 | -53.43
91164.04 | -53.27
91167.05 | -53.11
91170.07 | -53.23
91173.08 | -53.06
91176.09 | -53.01
91179.1 | -53.17
91182.11 | -53.15
91185.12 | -53.08
91188.14 | -53.19
91191.15 | -53.28
91194.16 | -53.29
91197.17 | -53.08
91200.18 | -53.04
91203.19 | -53.13
91206.21 | -52.95
91209.22 | -52.87
91212.23 | -53.28
91215.24 | -53.22
91218.25 | -53.01
91221.26 | -53.06
91224.28 | -53.03
91227.29 | -53.02
91230.3 | -53.01
91233.31 | -53.07
91236.32 | -52.78
91239.33 | -52.9
91242.34 | -53.12
91245.36 | -52.99
91248.37 | -52.71
91251.38 | -52.62
91254.39 | -52.72
91257.4 | -52.73
91260.41 | -52.7
91263.43 | -52.75
91266.44 | -52.97
91269.45 | -52.94
91272.46 | -52.94
91275.47 | -53.04
91278.48 | -52.75
91281.5 | -52.67
91284.51 | -52.71
91287.52 | -52.71
91290.53 | -52.59
91293.54 | -52.58
91296.55 | -52.45
91299.56 | -52.92
91302.58 | -52.79
91305.59 | -52.41
91308.6 | -52.49
91311.61 | -52.38
91314.62 | -52.58
91317.63 | -52.5
91320.65 | -52.42
91323.66 | -52.29
91326.67 | -52.51
91329.68 | -52.72
91332.69 | -52.68
91335.7 | -52.62
91338.72 | -52.49
91341.73 | -52.42
91344.74 | -52.02
91347.75 | -52.49
91350.76 | -52.74
91353.77 | -52.56
91356.79 | -52.39
91359.8 | -52.6
91362.81 | -52.85
91365.82 | -52.49
91368.83 | -52.35
91371.84 | -52.36
91374.85 | -52.22
91377.87 | -52.35
91380.88 | -52.57
91383.89 | -52.48
91386.9 | -52.42
91389.91 | -52.51
91392.92 | -52.72
91395.94 | -52.79
91398.95 | -52.63
91401.96 | -52.79
91404.97 | -52.55
91407.98 | -52.48
91410.99 | -52.4
91414.01 | -52.39
91417.02 | -52.35
91420.03 | -52.37
91423.04 | -52.35
91426.05 | -52.2
91429.06 | -52.28
91432.08 | -52.35
91435.09 | -52.4
91438.1 | -52.27
91441.11 | -52.17
91444.12 | -52.06
91447.13 | -52.07
91450.14 | -52.24
91453.16 | -52.24
91456.17 | -52.2
91459.18 | -52.08
91462.19 | -52.14
91465.2 | -51.88
91468.21 | -51.76
91471.23 | -51.8
91474.24 | -51.75
91477.25 | -51.77
91480.26 | -51.96
91483.27 | -51.81
91486.28 | -51.81
91489.3 | -52.02
91492.31 | -52.18
91495.32 | -51.98
91498.33 | -52.19
91501.34 | -52.4
91504.35 | -52.4
91507.37 | -52.12
91510.38 | -52
91513.39 | -51.84
91516.4 | -51.89
91519.41 | -51.94
91522.42 | -51.98
91525.43 | -51.93
91528.45 | -51.81
91531.46 | -51.95
91534.47 | -51.92
91537.48 | -51.67
91540.49 | -51.78
91543.5 | -52.05
91546.52 | -52.12
91549.53 | -51.86
91552.54 | -51.66
91555.55 | -51.64
91558.56 | -51.72
91561.57 | -51.73
91564.59 | -51.73
91567.6 | -51.64
91570.61 | -51.76
91573.62 | -51.75
91576.63 | -51.67
91579.64 | -51.75
91582.66 | -51.8
91585.67 | -51.9
91588.68 | -51.79
91591.69 | -51.54
91594.7 | -51.79
91597.71 | -51.73
91600.72 | -51.66
91603.74 | -51.84
91606.75 | -52.11
91609.76 | -51.95
91612.77 | -51.73
91615.78 | -51.56
91618.79 | -51.56
91621.81 | -51.98
91624.82 | -51.9
91627.83 | -51.54
91630.84 | -51.67
91633.85 | -51.46
91636.86 | -51.57
91639.88 | -51.77
91642.89 | -51.69
91645.9 | -51.63
91648.91 | -51.55
91651.92 | -51.9
91654.93 | -51.95
91657.94 | -51.64
91660.96 | -51.83
91663.97 | -51.77
91666.98 | -51.6
91669.99 | -51.54
91673 | -51.7
91676.01 | -51.75
91679.03 | -51.64
91682.04 | -52.01
91685.05 | -51.79
91688.06 | -51.75
91691.07 | -51.92
91694.08 | -51.8
91697.1 | -51.66
91700.11 | -51.55
91703.12 | -51.45
91706.13 | -51.37
91709.14 | -51.4
91712.15 | -51.41
91715.17 | -51.64
91718.18 | -51.81
91721.19 | -51.7
91724.2 | -51.59
91727.21 | -51.62
91730.22 | -51.67
91733.23 | -51.64
91736.25 | -51.74
91739.26 | -51.4
91742.27 | -51.29
91745.28 | -51.32
91748.29 | -51.4
91751.3 | -51.29
91754.32 | -51.33
91757.33 | -51.67
91760.34 | -51.48
91763.35 | -51.5
91766.36 | -51.46
91769.37 | -51.46
91772.39 | -51.31
91775.4 | -51.4
91778.41 | -51.55
91781.42 | -51.38
91784.43 | -51.21
91787.44 | -51.07
91790.46 | -51.39
91793.47 | -51.49
91796.48 | -51.29
91799.49 | -51.43
91802.5 | -51.42
91805.51 | -51.43
91808.52 | -51.5
91811.54 | -51.42
91814.55 | -51.46
91817.56 | -51.37
91820.57 | -51.25
91823.58 | -51.36
91826.59 | -51.58
91829.61 | -51.37
91832.62 | -51.09
91835.63 | -51.21
91838.64 | -51.44
91841.65 | -51.42
91844.66 | -51.33
91847.68 | -51.47
91850.69 | -51.33
91853.7 | -50.94
91856.71 | -51.12
91859.72 | -51.02
91862.73 | -51.06
91865.75 | -51.1
91868.76 | -51.18
91871.77 | -51.22
91874.78 | -51.41
91877.79 | -51.51
91880.8 | -51.32
91883.81 | -51.22
91886.83 | -51.19
91889.84 | -51.4
91892.85 | -51.32
91895.86 | -51.36
91898.87 | -51.38
91901.88 | -51.33
91904.9 | -51.23
91907.91 | -51.15
91910.92 | -51.13
91913.93 | -51.17
91916.94 | -51.25
91919.95 | -51.16
91922.97 | -51.03
91925.98 | -50.99
91928.99 | -51.09
91932 | -51.02
91935.01 | -50.95
91938.02 | -51.08
91941.04 | -51.18
91944.05 | -51.21
91947.06 | -51.42
91950.07 | -51.11
91953.08 | -51.11
91956.09 | -51.18
91959.1 | -51.25
91962.12 | -51.19
91965.13 | -51.28
91968.14 | -51.09
91971.15 | -51
91974.16 | -51.03
91977.17 | -51.18
91980.19 | -51.35
91983.2 | -51.17
91986.21 | -51
91989.22 | -51.36
91992.23 | -51.16
91995.24 | -51.08
91998.26 | -51.21
92001.27 | -51.07
92004.28 | -50.88
92007.29 | -51.02
92010.3 | -50.96
92013.31 | -51
92016.32 | -51.05
92019.34 | -51.06
92022.35 | -50.95
92025.36 | -50.9
92028.37 | -50.92
92031.38 | -51.25
92034.39 | -51.29
92037.41 | -51.06
92040.42 | -50.92
92043.43 | -51.03
92046.44 | -50.85
92049.45 | -50.75
92052.46 | -50.87
92055.48 | -51.09
92058.49 | -51.04
92061.5 | -50.96
92064.51 | -50.83
92067.52 | -51.06
92070.53 | -51.03
92073.55 | -50.96
92076.56 | -51.04
92079.57 | -50.8
92082.58 | -50.8
92085.59 | -50.93
92088.6 | -50.81
92091.61 | -51.01
92094.63 | -51.28
92097.64 | -51.08
92100.65 | -50.62
92103.66 | -50.6
92106.67 | -50.81
92109.68 | -51.19
92112.7 | -51.31
92115.71 | -51.17
92118.72 | -50.8
92121.73 | -50.81
92124.74 | -51.01
92127.75 | -50.97
92130.77 | -50.95
92133.78 | -50.74
92136.79 | -50.79
92139.8 | -50.85
92142.81 | -50.8
92145.82 | -50.83
92148.84 | -50.96
92151.85 | -50.88
92154.86 | -51.02
92157.87 | -51.32
92160.88 | -50.89
92163.89 | -50.9
92166.9 | -51.34
92169.92 | -50.96
92172.93 | -50.61
92175.94 | -50.92
92178.95 | -51.24
92181.96 | -51
92184.97 | -50.98
92187.99 | -50.97
92191 | -50.84
92194.01 | -50.76
92197.02 | -50.99
92200.03 | -50.96
92203.04 | -50.65
92206.06 | -50.54
92209.07 | -51.02
92212.08 | -50.97
92215.09 | -50.88
92218.1 | -50.98
92221.11 | -50.99
92224.13 | -50.79
92227.14 | -50.84
92230.15 | -50.55
92233.16 | -50.55
92236.17 | -50.7
92239.18 | -50.74
92242.19 | -50.77
92245.21 | -50.66
92248.22 | -50.58
92251.23 | -50.89
92254.24 | -50.89
92257.25 | -50.83
92260.26 | -50.96
92263.28 | -50.94
92266.29 | -50.82
92269.3 | -50.63
92272.31 | -50.52
92275.32 | -50.66
92278.33 | -50.82
92281.35 | -50.78
92284.36 | -50.54
92287.37 | -50.38
92290.38 | -50.6
92293.39 | -50.99
92296.4 | -50.91
92299.42 | -50.76
92302.43 | -50.75
92305.44 | -50.76
92308.45 | -50.5
92311.46 | -50.46
92314.47 | -50.8
92317.48 | -50.91
92320.5 | -50.97
92323.51 | -50.84
92326.52 | -50.96
92329.53 | -50.89
92332.54 | -50.76
92335.55 | -50.65
92338.57 | -50.75
92341.58 | -50.69
92344.59 | -50.57
92347.6 | -50.74
92350.61 | -50.73
92353.62 | -50.82
92356.64 | -50.78
92359.65 | -50.65
92362.66 | -51.01
92365.67 | -50.95
92368.68 | -50.74
92371.69 | -50.77
92374.7 | -50.68
92377.72 | -50.79
92380.73 | -50.86
92383.74 | -50.85
92386.75 | -50.98
92389.76 | -50.83
92392.77 | -50.56
92395.79 | -50.75
92398.8 | -50.73
92401.81 | -50.46
92404.82 | -50.68
92407.83 | -50.71
92410.84 | -50.65
92413.86 | -50.77
92416.87 | -50.94
92419.88 | -50.89
92422.89 | -50.85
92425.9 | -50.6
92428.91 | -50.44
92431.93 | -50.6
92434.94 | -50.86
92437.95 | -50.6
92440.96 | -50.57
92443.97 | -50.89
92446.98 | -50.79
92449.99 | -50.61
92453.01 | -50.54
92456.02 | -50.71
92459.03 | -50.88
92462.04 | -50.7
92465.05 | -50.55
92468.06 | -50.33
92471.08 | -50.59
92474.09 | -50.7
92477.1 | -50.45
92480.11 | -50.82
92483.12 | -50.76
92486.13 | -50.37
92489.15 | -50.42
92492.16 | -50.67
92495.17 | -50.47
92498.18 | -50.41
92501.19 | -50.58
92504.2 | -50.56
92507.22 | -50.55
92510.23 | -50.75
92513.24 | -50.87
92516.25 | -50.59
92519.26 | -50.58
92522.27 | -50.68
92525.28 | -50.86
92528.3 | -50.89
92531.31 | -50.57
92534.32 | -50.71
92537.33 | -50.82
92540.34 | -50.66
92543.35 | -50.48
92546.37 | -50.43
92549.38 | -50.46
92552.39 | -50.49
92555.4 | -50.47
92558.41 | -50.49
92561.42 | -50.41
92564.44 | -50.58
92567.45 | -50.75
92570.46 | -50.41
92573.47 | -50.66
92576.48 | -50.99
92579.49 | -50.66
92582.51 | -50.58
92585.52 | -50.75
92588.53 | -50.67
92591.54 | -50.39
92594.55 | -50.57
92597.56 | -50.74
92600.57 | -50.59
92603.59 | -50.66
92606.6 | -50.81
92609.61 | -50.95
92612.62 | -50.62
92615.63 | -50.58
92618.64 | -50.66
92621.66 | -50.91
92624.67 | -50.71
92627.68 | -50.8
92630.69 | -50.78
92633.7 | -50.59
92636.71 | -50.69
92639.73 | -50.59
92642.74 | -50.53
92645.75 | -50.73
92648.76 | -50.61
92651.77 | -50.68
92654.78 | -50.53
92657.8 | -50.57
92660.81 | -50.59
92663.82 | -50.92
92666.83 | -50.59
92669.84 | -50.59
92672.85 | -50.82
92675.86 | -50.94
92678.88 | -50.81
92681.89 | -50.56
92684.9 | -50.61
92687.91 | -50.64
92690.92 | -50.8
92693.93 | -50.77
92696.95 | -50.68
92699.96 | -50.68
92702.97 | -50.84
92705.98 | -50.77
92708.99 | -50.7
92712 | -50.7
92715.02 | -50.76
92718.03 | -50.71
92721.04 | -50.54
92724.05 | -50.47
92727.06 | -50.41
92730.07 | -50.68
92733.08 | -50.75
92736.1 | -50.76
92739.11 | -50.69
92742.12 | -50.64
92745.13 | -50.2
92748.14 | -50.43
92751.15 | -50.55
92754.17 | -50.33
92757.18 | -50.59
92760.19 | -50.69
92763.2 | -50.65
92766.21 | -50.57
92769.22 | -50.48
92772.24 | -50.68
92775.25 | -50.57
92778.26 | -50.47
92781.27 | -50.64
92784.28 | -50.62
92787.29 | -50.64
92790.31 | -50.68
92793.32 | -50.47
92796.33 | -50.59
92799.34 | -50.52
92802.35 | -50.67
92805.36 | -50.59
92808.37 | -50.43
92811.39 | -49.94
92814.4 | -50.26
92817.41 | -50.57
92820.42 | -50.58
92823.43 | -50.93
92826.44 | -50.87
92829.46 | -50.63
92832.47 | -50.68
92835.48 | -50.61
92838.49 | -50.68
92841.5 | -50.58
92844.51 | -50.76
92847.53 | -50.73
92850.54 | -50.75
92853.55 | -50.45
92856.56 | -50.28
92859.57 | -50.51
92862.58 | -50.66
92865.6 | -50.63
92868.61 | -50.53
92871.62 | -50.68
92874.63 | -50.72
92877.64 | -50.49
92880.65 | -50.49
92883.66 | -50.55
92886.68 | -50.62
92889.69 | -50.66
92892.7 | -50.58
92895.71 | -50.62
92898.72 | -50.63
92901.73 | -50.45
92904.75 | -50.44
92907.76 | -50.54
92910.77 | -50.65
92913.78 | -50.76
92916.79 | -50.86
92919.8 | -50.68
92922.82 | -50.46
92925.83 | -50.57
92928.84 | -50.56
92931.85 | -50.53
92934.86 | -50.61
92937.87 | -50.49
92940.89 | -50.61
92943.9 | -50.4
92946.91 | -50.44
92949.92 | -50.6
92952.93 | -50.71
92955.94 | -50.5
92958.95 | -50.42
92961.97 | -50.51
92964.98 | -50.77
92967.99 | -50.84
92971 | -50.65
92974.01 | -50.59
92977.02 | -50.37
92980.04 | -50.44
92983.05 | -50.41
92986.06 | -50.29
92989.07 | -50.6
92992.08 | -50.57
92995.09 | -50.75
92998.11 | -50.49
93001.12 | -50.37
93004.13 | -50.6
93007.14 | -50.79
93010.15 | -50.8
93013.16 | -50.76
93016.18 | -50.73
93019.19 | -50.6
93022.2 | -50.52
93025.21 | -50.79
93028.22 | -50.65
93031.23 | -50.47
93034.24 | -50.39
93037.26 | -50.6
93040.27 | -50.61
93043.28 | -50.51
93046.29 | -50.66
93049.3 | -50.77
93052.31 | -50.79
93055.33 | -50.77
93058.34 | -50.59
93061.35 | -50.6
93064.36 | -50.67
93067.37 | -50.45
93070.38 | -50.55
93073.4 | -50.76
93076.41 | -50.69
93079.42 | -50.67
93082.43 | -50.46
93085.44 | -50.76
93088.45 | -50.81
93091.46 | -50.59
93094.48 | -50.61
93097.49 | -50.63
93100.5 | -50.71
93103.51 | -50.66
93106.52 | -50.84
93109.53 | -50.73
93112.55 | -50.58
93115.56 | -50.82
93118.57 | -50.87
93121.58 | -50.82
93124.59 | -50.89
93127.6 | -50.79
93130.62 | -50.68
93133.63 | -50.4
93136.64 | -50.61
93139.65 | -50.88
93142.66 | -50.73
93145.67 | -50.54
93148.69 | -50.63
93151.7 | -50.84
93154.71 | -50.78
93157.72 | -50.61
93160.73 | -50.63
93163.74 | -50.62
93166.75 | -50.65
93169.77 | -50.92
93172.78 | -50.8
93175.79 | -50.71
93178.8 | -50.59
93181.81 | -50.67
93184.82 | -50.71
93187.84 | -50.63
93190.85 | -50.6
93193.86 | -50.55
93196.87 | -50.89
93199.88 | -50.93
93202.89 | -50.94
93205.91 | -50.86
93208.92 | -50.77
93211.93 | -50.43
93214.94 | -50.56
93217.95 | -50.55
93220.96 | -50.64
93223.98 | -50.62
93226.99 | -50.68
93230 | -50.77
93233.01 | -50.77
93236.02 | -50.85
93239.03 | -50.83
93242.04 | -50.58
93245.06 | -50.6
93248.07 | -50.8
93251.08 | -50.85
93254.09 | -50.75
93257.1 | -50.52
93260.11 | -50.7
93263.13 | -50.86
93266.14 | -50.72
93269.15 | -50.68
93272.16 | -50.73
93275.17 | -50.8
93278.18 | -50.85
93281.2 | -51
93284.21 | -51.05
93287.22 | -50.96
93290.23 | -50.76
93293.24 | -50.61
93296.25 | -50.52
93299.27 | -50.74
93302.28 | -50.44
93305.29 | -50.62
93308.3 | -51
93311.31 | -50.91
93314.32 | -50.93
93317.33 | -50.84
93320.35 | -50.76
93323.36 | -50.93
93326.37 | -50.72
93329.38 | -50.55
93332.39 | -50.72
93335.4 | -50.93
93338.42 | -50.98
93341.43 | -50.79
93344.44 | -50.95
93347.45 | -50.96
93350.46 | -50.88
93353.47 | -50.83
93356.49 | -50.77
93359.5 | -50.6
93362.51 | -50.75
93365.52 | -50.65
93368.53 | -50.93
93371.54 | -51.02
93374.56 | -51.16
93377.57 | -50.91
93380.58 | -50.85
93383.59 | -50.92
93386.6 | -51.11
93389.61 | -51.08
93392.62 | -50.91
93395.64 | -50.97
93398.65 | -50.96
93401.66 | -50.84
93404.67 | -50.81
93407.68 | -50.63
93410.69 | -50.69
93413.71 | -50.79
93416.72 | -50.85
93419.73 | -50.79
93422.74 | -50.93
93425.75 | -50.84
93428.76 | -50.82
93431.78 | -51.05
93434.79 | -50.98
93437.8 | -50.98
93440.81 | -50.75
93443.82 | -50.53
93446.83 | -50.73
93449.84 | -50.77
93452.86 | -50.91
93455.87 | -50.8
93458.88 | -50.87
93461.89 | -51.08
93464.9 | -50.87
93467.91 | -50.84
93470.93 | -50.62
93473.94 | -50.67
93476.95 | -50.99
93479.96 | -51
93482.97 | -51.04
93485.98 | -50.85
93489 | -50.94
93492.01 | -51.1
93495.02 | -51.03
93498.03 | -50.81
93501.04 | -50.75
93504.05 | -50.87
93507.07 | -50.81
93510.08 | -50.72
93513.09 | -50.78
93516.1 | -51.07
93519.11 | -50.92
93522.12 | -50.9
93525.13 | -51
93528.15 | -50.96
93531.16 | -51.13
93534.17 | -51.1
93537.18 | -50.96
93540.19 | -50.85
93543.2 | -50.7
93546.22 | -50.75
93549.23 | -50.87
93552.24 | -50.9
93555.25 | -50.96
93558.26 | -51.05
93561.27 | -51.03
93564.29 | -51.09
93567.3 | -51.15
93570.31 | -51.21
93573.32 | -51.31
93576.33 | -51.21
93579.34 | -50.94
93582.36 | -50.89
93585.37 | -50.57
93588.38 | -50.82
93591.39 | -50.94
93594.4 | -50.97
93597.41 | -51.21
93600.42 | -51.35
93603.44 | -51.29
93606.45 | -51.01
93609.46 | -51.28
93612.47 | -51.3
93615.48 | -50.83
93618.49 | -51.2
93621.51 | -51.41
93624.52 | -50.98
93627.53 | -50.78
93630.54 | -50.89
93633.55 | -50.92
93636.56 | -50.94
93639.58 | -51
93642.59 | -51.13
93645.6 | -50.99
93648.61 | -51
93651.62 | -51.16
93654.63 | -51.21
93657.65 | -51.2
93660.66 | -51.19
93663.67 | -51.18
93666.68 | -51.14
93669.69 | -51.39
93672.7 | -51.43
93675.71 | -51.44
93678.73 | -51.19
93681.74 | -51.04
93684.75 | -51.18
93687.76 | -51.22
93690.77 | -51.19
93693.78 | -51.15
93696.8 | -51.18
93699.81 | -51.03
93702.82 | -50.98
93705.83 | -50.95
93708.84 | -51.18
93711.85 | -51.31
93714.87 | -51.23
93717.88 | -51.06
93720.89 | -51.04
93723.9 | -51.11
93726.91 | -51.23
93729.92 | -51.16
93732.94 | -51.19
93735.95 | -51.29
93738.96 | -51.29
93741.97 | -51.26
93744.98 | -51.51
93747.99 | -51.42
93751 | -51.26
93754.02 | -51.33
93757.03 | -51.43
93760.04 | -51.27
93763.05 | -51.29
93766.06 | -51.4
93769.07 | -51.58
93772.09 | -51.37
93775.1 | -51.33
93778.11 | -51.49
93781.12 | -51.36
93784.13 | -51.22
93787.14 | -51.24
93790.16 | -51.25
93793.17 | -51.36
93796.18 | -51.28
93799.19 | -51.09
93802.2 | -51.06
93805.21 | -51.27
93808.22 | -51.35
93811.24 | -51.52
93814.25 | -51.25
93817.26 | -51.14
93820.27 | -51.36
93823.28 | -51.49
93826.29 | -51.49
93829.31 | -51.48
93832.32 | -51.21
93835.33 | -51.2
93838.34 | -51.26
93841.35 | -51.36
93844.36 | -51.31
93847.38 | -51.24
93850.39 | -51.38
93853.4 | -51.53
93856.41 | -51.44
93859.42 | -51.03
93862.43 | -51.11
93865.45 | -51.37
93868.46 | -51.34
93871.47 | -51.51
93874.48 | -51.49
93877.49 | -51.39
93880.5 | -51.45
93883.51 | -51.3
93886.53 | -51.48
93889.54 | -51.58
93892.55 | -51.55
93895.56 | -51.54
93898.57 | -51.21
93901.58 | -51.13
93904.6 | -51.09
93907.61 | -51.28
93910.62 | -51.62
93913.63 | -51.68
93916.64 | -51.72
93919.65 | -51.64
93922.67 | -51.42
93925.68 | -51.3
93928.69 | -51.26
93931.7 | -51.77
93934.71 | -51.82
93937.72 | -51.57
93940.74 | -51.89
93943.75 | -51.71
93946.76 | -51.29
93949.77 | -51.6
93952.78 | -51.71
93955.79 | -51.56
93958.8 | -51.67
93961.82 | -51.56
93964.83 | -51.42
93967.84 | -51.32
93970.85 | -51.55
93973.86 | -51.63
93976.87 | -51.6
93979.89 | -51.57
93982.9 | -51.39
93985.91 | -51.46
93988.92 | -51.42
93991.93 | -51.39
93994.94 | -51.26
93997.96 | -51.4
94000.97 | -51.44
94003.98 | -51.34
94006.99 | -51.45
94010 | -51.55
94013.01 | -51.58
94016.03 | -51.6
94019.04 | -51.59
94022.05 | -51.57
94025.06 | -51.8
94028.07 | -51.86
94031.08 | -51.7
94034.09 | -51.55
94037.11 | -51.92
94040.12 | -51.96
94043.13 | -51.78
94046.14 | -51.63
94049.15 | -51.56
94052.16 | -51.45
94055.18 | -51.58
94058.19 | -51.74
94061.2 | -51.8
94064.21 | -51.82
94067.22 | -51.71
94070.23 | -51.6
94073.25 | -51.54
94076.26 | -51.7
94079.27 | -51.76
94082.28 | -51.53
94085.29 | -51.54
94088.3 | -51.62
94091.32 | -51.51
94094.33 | -51.58
94097.34 | -51.86
94100.35 | -51.85
94103.36 | -51.69
94106.37 | -51.81
94109.38 | -51.71
94112.4 | -51.85
94115.41 | -51.75
94118.42 | -51.74
94121.43 | -51.51
94124.44 | -51.48
94127.45 | -51.76
94130.47 | -51.63
94133.48 | -51.72
94136.49 | -51.92
94139.5 | -51.94
94142.51 | -51.91
94145.52 | -51.72
94148.54 | -51.79
94151.55 | -51.7
94154.56 | -51.51
94157.57 | -51.69
94160.58 | -51.84
94163.59 | -51.86
94166.6 | -51.91
94169.62 | -52.07
94172.63 | -52.07
94175.64 | -51.84
94178.65 | -51.84
94181.66 | -51.91
94184.67 | -51.88
94187.69 | -51.65
94190.7 | -51.67
94193.71 | -51.8
94196.72 | -51.84
94199.73 | -51.82
94202.74 | -51.93
94205.76 | -51.96
94208.77 | -51.96
94211.78 | -51.71
94214.79 | -51.67
94217.8 | -51.85
94220.81 | -52.01
94223.83 | -52.19
94226.84 | -52.06
94229.85 | -51.91
94232.86 | -51.85
94235.87 | -52.06
94238.88 | -52.11
94241.89 | -51.88
94244.91 | -51.8
94247.92 | -51.9
94250.93 | -51.73
94253.94 | -51.91
94256.95 | -51.99
94259.96 | -52.01
94262.98 | -52.11
94265.99 | -52.22
94269 | -52.02
94272.01 | -51.92
94275.02 | -51.85
94278.03 | -51.94
94281.05 | -52.16
94284.06 | -51.98
94287.07 | -52.25
94290.08 | -52.3
94293.09 | -52.18
94296.1 | -52.24
94299.12 | -52.02
94302.13 | -51.99
94305.14 | -52.31
94308.15 | -52.15
94311.16 | -52.14
94314.17 | -52.24
94317.18 | -51.94
94320.2 | -52.02
94323.21 | -52.01
94326.22 | -51.98
94329.23 | -52.12
94332.24 | -52
94335.25 | -52.07
94338.27 | -52.22
94341.28 | -52.26
94344.29 | -52.3
94347.3 | -52.19
94350.31 | -52.3
94353.32 | -52.35
94356.34 | -52.19
94359.35 | -52.26
94362.36 | -52.09
94365.37 | -52.05
94368.38 | -51.96
94371.39 | -52.23
94374.41 | -52.53
94377.42 | -52.36
94380.43 | -52.26
94383.44 | -52.33
94386.45 | -52.3
94389.46 | -52.29
94392.47 | -52.11
94395.49 | -52.07
94398.5 | -52.01
94401.51 | -52.13
94404.52 | -52.43
94407.53 | -52.47
94410.54 | -52.41
94413.56 | -52.27
94416.57 | -52.28
94419.58 | -52.37
94422.59 | -52.46
94425.6 | -52.48
94428.61 | -52.31
94431.63 | -52.03
94434.64 | -52
94437.65 | -51.97
94440.66 | -52.29
94443.67 | -52.45
94446.68 | -52.36
94449.7 | -52.32
94452.71 | -52.38
94455.72 | -52.55
94458.73 | -52.58
94461.74 | -52.66
94464.75 | -52.57
94467.76 | -52.59
94470.78 | -52.59
94473.79 | -52.34
94476.8 | -52.26
94479.81 | -52.26
94482.82 | -52.12
94485.83 | -52.28
94488.85 | -52.28
94491.86 | -52.19
94494.87 | -52.12
94497.88 | -52.22
94500.89 | -52.11
94503.9 | -52.19
94506.92 | -52.36
94509.93 | -52.45
94512.94 | -52.42
94515.95 | -52.46
94518.96 | -52.42
94521.97 | -52.51
94524.98 | -52.56
94528 | -52.21
94531.01 | -52.4
94534.02 | -52.45
94537.03 | -52.26
94540.04 | -52.43
94543.05 | -52.7
94546.07 | -52.45
94549.08 | -52.25
94552.09 | -52.15
94555.1 | -52.38
94558.11 | -52.6
94561.12 | -52.34
94564.14 | -52.4
94567.15 | -52.83
94570.16 | -52.65
94573.17 | -52.6
94576.18 | -52.65
94579.19 | -52.46
94582.21 | -52.44
94585.22 | -52.47
94588.23 | -52.42
94591.24 | -52.75
94594.25 | -52.7
94597.26 | -52.37
94600.27 | -52.23
94603.29 | -52.46
94606.3 | -52.92
94609.31 | -53
94612.32 | -52.77
94615.33 | -52.71
94618.34 | -52.53
94621.36 | -52.61
94624.37 | -52.8
94627.38 | -52.86
94630.39 | -52.84
94633.4 | -53.01
94636.41 | -52.72
94639.43 | -52.67
94642.44 | -52.83
94645.45 | -52.57
94648.46 | -52.53
94651.47 | -52.64
94654.48 | -52.37
94657.5 | -52.31
94660.51 | -52.43
94663.52 | -52.66
94666.53 | -52.93
94669.54 | -52.77
94672.55 | -52.53
94675.56 | -52.61
94678.58 | -52.56
94681.59 | -52.63
94684.6 | -52.94
94687.61 | -52.79
94690.62 | -52.78
94693.63 | -52.67
94696.65 | -52.68
94699.66 | -52.54
94702.67 | -52.48
94705.68 | -52.8
94708.69 | -52.95
94711.7 | -52.94
94714.72 | -52.75
94717.73 | -52.54
94720.74 | -52.52
94723.75 | -52.77
94726.76 | -53.07
94729.77 | -53
94732.79 | -52.83
94735.8 | -52.9
94738.81 | -53.12
94741.82 | -53.14
94744.83 | -52.9
94747.84 | -52.81
94750.85 | -52.77
94753.87 | -52.83
94756.88 | -53.18
94759.89 | -53.11
94762.9 | -52.79
94765.91 | -52.89
94768.92 | -53.02
94771.94 | -52.77
94774.95 | -52.93
94777.96 | -53.02
94780.97 | -53.12
94783.98 | -52.79
94786.99 | -52.49
94790.01 | -52.68
94793.02 | -53.02
94796.03 | -53.19
94799.04 | -53.18
94802.05 | -53.27
94805.06 | -52.98
94808.08 | -53.03
94811.09 | -52.96
94814.1 | -53.04
94817.11 | -52.98
94820.12 | -52.83
94823.13 | -52.91
94826.14 | -53.06
94829.16 | -52.89
94832.17 | -53.16
94835.18 | -53.29
94838.19 | -53.15
94841.2 | -53.18
94844.21 | -53.16
94847.23 | -52.89
94850.24 | -53.07
94853.25 | -53.16
94856.26 | -53.02
94859.27 | -52.95
94862.28 | -53.02
94865.3 | -53.07
94868.31 | -53.08
94871.32 | -53.15
94874.33 | -53.14
94877.34 | -53.21
94880.35 | -53.19
94883.36 | -53.37
94886.38 | -53.38
94889.39 | -53.22
94892.4 | -53.23
94895.41 | -53.26
94898.42 | -53.13
94901.43 | -53
94904.45 | -53.3
94907.46 | -53.1
94910.47 | -52.97
94913.48 | -53.33
94916.49 | -53.5
94919.5 | -53.38
94922.52 | -53.35
94925.53 | -53.34
94928.54 | -53.45
94931.55 | -53.7
94934.56 | -53.5
94937.57 | -53.4
94940.59 | -53.59
94943.6 | -53.46
94946.61 | -53.34
94949.62 | -53.14
94952.63 | -53.25
94955.64 | -53.56
94958.65 | -53.44
94961.67 | -53.13
94964.68 | -53.14
94967.69 | -53.33
94970.7 | -53.3
94973.71 | -53.47
94976.72 | -53.58
94979.74 | -53.51
94982.75 | -53.69
94985.76 | -53.52
94988.77 | -53.35
94991.78 | -53.25
94994.79 | -53.41
94997.81 | -53.56
95000.82 | -53.49
95003.83 | -53.38
95006.84 | -53.23
95009.85 | -53.38
95012.86 | -53.49
95015.88 | -53.54
95018.89 | -53.44
95021.9 | -53.4
95024.91 | -53.93
95027.92 | -53.96
95030.93 | -53.62
95033.94 | -53.46
95036.96 | -53.56
95039.97 | -53.55
95042.98 | -53.65
95045.99 | -53.57
95049 | -53.38
95052.01 | -53.42
95055.03 | -53.52
95058.04 | -53.33
95061.05 | -53.42
95064.06 | -53.54
95067.07 | -53.54
95070.08 | -53.42
95073.1 | -53.49
95076.11 | -53.59
95079.12 | -53.63
95082.13 | -53.72
95085.14 | -53.85
95088.15 | -53.9
95091.17 | -53.65
95094.18 | -53.64
95097.19 | -53.53
95100.2 | -53.6
95103.21 | -53.51
95106.22 | -53.7
95109.23 | -54.02
95112.25 | -53.84
95115.26 | -53.7
95118.27 | -53.59
95121.28 | -53.4
95124.29 | -53.88
95127.3 | -54.01
95130.32 | -53.83
95133.33 | -53.71
95136.34 | -53.72
95139.35 | -53.77
95142.36 | -53.52
95145.37 | -53.51
95148.39 | -53.69
95151.4 | -53.62
95154.41 | -53.61
95157.42 | -53.68
95160.43 | -53.81
95163.44 | -54.01
95166.46 | -54.19
95169.47 | -54.22
95172.48 | -54.04
95175.49 | -53.85
95178.5 | -53.69
95181.51 | -53.94
95184.52 | -53.96
95187.54 | -53.81
95190.55 | -53.8
95193.56 | -53.86
95196.57 | -53.85
95199.58 | -53.95
95202.59 | -54.08
95205.61 | -53.93
95208.62 | -53.88
95211.63 | -54.01
95214.64 | -54.3
95217.65 | -54.28
95220.66 | -54
95223.68 | -54.16
95226.69 | -54.2
95229.7 | -53.99
95232.71 | -54.12
95235.72 | -54.08
95238.73 | -54.06
95241.74 | -53.87
95244.76 | -53.95
95247.77 | -53.97
95250.78 | -54.03
95253.79 | -54.17
95256.8 | -54.33
95259.81 | -54.3
95262.83 | -54.38
95265.84 | -54.23
95268.85 | -54.31
95271.86 | -54.11
95274.87 | -53.78
95277.88 | -53.8
95280.9 | -53.85
95283.91 | -54.28
95286.92 | -54.3
95289.93 | -54.17
95292.94 | -54.2
95295.95 | -54.16
95298.97 | -54.02
95301.98 | -54.05
95304.99 | -54.14
95308 | -54.05
95311.01 | -53.88
95314.02 | -54.21
95317.03 | -54.11
95320.05 | -54.11
95323.06 | -54.06
95326.07 | -54.05
95329.08 | -54.11
95332.09 | -54.2
95335.1 | -54.28
95338.12 | -54.2
95341.13 | -54.09
95344.14 | -54.18
95347.15 | -54.3
95350.16 | -54.47
95353.17 | -54.65
95356.19 | -54.33
95359.2 | -54.4
95362.21 | -54.59
95365.22 | -54.52
95368.23 | -54.38
95371.24 | -54.28
95374.26 | -54.44
95377.27 | -54.37
95380.28 | -54.44
95383.29 | -54.22
95386.3 | -54.31
95389.31 | -54.38
95392.32 | -54.44
95395.34 | -54.48
95398.35 | -54.65
95401.36 | -54.78
95404.37 | -54.68
95407.38 | -54.35
95410.39 | -54.53
95413.41 | -54.51
95416.42 | -54.34
95419.43 | -54.35
95422.44 | -54.62
95425.45 | -54.73
95428.46 | -54.72
95431.48 | -54.81
95434.49 | -54.62
95437.5 | -54.84
95440.51 | -54.82
95443.52 | -54.83
95446.53 | -54.7
95449.55 | -54.5
95452.56 | -54.53
95455.57 | -54.68
95458.58 | -54.88
95461.59 | -54.74
95464.6 | -54.58
95467.61 | -54.47
95470.63 | -54.39
95473.64 | -54.43
95476.65 | -54.78
95479.66 | -55.14
95482.67 | -54.96
95485.68 | -54.91
95488.7 | -55.02
95491.71 | -55
95494.72 | -54.9
95497.73 | -55
95500.74 | -54.77
95503.75 | -54.62
95506.77 | -54.75
95509.78 | -54.74
95512.79 | -54.94
95515.8 | -54.9
95518.81 | -54.69
95521.82 | -54.7
95524.84 | -54.8
95527.85 | -54.79
95530.86 | -54.94
95533.87 | -54.99
95536.88 | -54.76
95539.89 | -55.02
95542.9 | -55.33
95545.92 | -55.41
95548.93 | -55.09
95551.94 | -55.05
95554.95 | -54.96
95557.96 | -55.14
95560.97 | -54.98
95563.99 | -54.98
95567 | -54.99
95570.01 | -55.15
95573.02 | -55.14
95576.03 | -55.26
95579.04 | -55.01
95582.06 | -54.94
95585.07 | -55.07
95588.08 | -54.9
95591.09 | -54.88
95594.1 | -55.13
95597.11 | -55.19
95600.13 | -54.86
95603.14 | -55.08
95606.15 | -55.31
95609.16 | -55
95612.17 | -54.91
95615.18 | -55.29
95618.19 | -55.55
95621.21 | -55.3
95624.22 | -55.04
95627.23 | -55.04
95630.24 | -55.03
95633.25 | -55.11
95636.26 | -55.37
95639.28 | -55.31
95642.29 | -55.1
95645.3 | -55.1
95648.31 | -55.17
95651.32 | -55.26
95654.33 | -55.26
95657.35 | -55.42
95660.36 | -55.53
95663.37 | -55.35
95666.38 | -55.37
95669.39 | -55.09
95672.4 | -55.16
95675.41 | -55.24
95678.43 | -55.4
95681.44 | -55.2
95684.45 | -55.26
95687.46 | -55.24
95690.47 | -55.47
95693.48 | -55.36
95696.5 | -55.26
95699.51 | -55.17
95702.52 | -55.09
95705.53 | -55.29
95708.54 | -55.6
95711.55 | -55.51
95714.57 | -55.25
95717.58 | -55.29
95720.59 | -55.49
95723.6 | -55.47
95726.61 | -55.42
95729.62 | -55.42
95732.64 | -55.6
95735.65 | -55.48
95738.66 | -55.18
95741.67 | -55.22
95744.68 | -55.56
95747.69 | -55.66
95750.7 | -55.26
95753.72 | -55.32
95756.73 | -55.35
95759.74 | -55.34
95762.75 | -55.68
95765.76 | -55.77
95768.77 | -55.78
95771.79 | -55.59
95774.8 | -55.48
95777.81 | -55.6
95780.82 | -55.36
95783.83 | -55.63
95786.84 | -55.66
95789.86 | -55.47
95792.87 | -55.52
95795.88 | -55.97
95798.89 | -55.93
95801.9 | -55.54
95804.91 | -55.61
95807.93 | -55.74
95810.94 | -55.73
95813.95 | -55.8
95816.96 | -55.79
95819.97 | -55.73
95822.98 | -55.58
95825.99 | -55.65
95829.01 | -55.68
95832.02 | -55.73
95835.03 | -55.52
95838.04 | -55.63
95841.05 | -55.91
95844.06 | -56.04
95847.08 | -55.77
95850.09 | -55.84
95853.1 | -55.72
95856.11 | -55.73
95859.12 | -55.73
95862.13 | -55.91
95865.15 | -55.91
95868.16 | -55.82
95871.17 | -55.75
95874.18 | -55.95
95877.19 | -55.9
95880.2 | -55.99
95883.22 | -56.13
95886.23 | -56.22
95889.24 | -56.26
95892.25 | -56.06
95895.26 | -55.93
95898.27 | -55.98
95901.28 | -55.99
95904.3 | -55.94
95907.31 | -56.12
95910.32 | -55.97
95913.33 | -55.79
95916.34 | -56
95919.35 | -56.06
95922.37 | -56.08
95925.38 | -55.92
95928.39 | -56.03
95931.4 | -56
95934.41 | -56.19
95937.42 | -56.3
95940.44 | -56.14
95943.45 | -56.3
95946.46 | -56.25
95949.47 | -56.01
95952.48 | -56.23
95955.49 | -56.22
95958.51 | -56.33
95961.52 | -56.48
95964.53 | -56.42
95967.54 | -55.97
95970.55 | -55.92
95973.56 | -56.38
95976.57 | -56.1
95979.59 | -56.01
95982.6 | -56.21
95985.61 | -56.35
95988.62 | -56.51
95991.63 | -56.25
95994.64 | -56.28
95997.66 | -56.25
96000.67 | -56.18
96003.68 | -56.08
96006.69 | -56.29
96009.7 | -56.33
96012.71 | -56.46
96015.73 | -56.41
96018.74 | -56.35
96021.75 | -56.69
96024.76 | -56.67
96027.77 | -56.51
96030.78 | -56.57
96033.79 | -56.59
96036.81 | -56.68
96039.82 | -56.63
96042.83 | -56.57
96045.84 | -56.28
96048.85 | -56.34
96051.86 | -56.64
96054.88 | -56.45
96057.89 | -56.32
96060.9 | -56.56
96063.91 | -56.71
96066.92 | -56.56
96069.93 | -56.4
96072.95 | -56.48
96075.96 | -56.67
96078.97 | -56.74
96081.98 | -56.71
96084.99 | -56.69
96088 | -56.82
96091.02 | -56.69
96094.03 | -56.51
96097.04 | -56.56
96100.05 | -57
96103.06 | -56.92
96106.07 | -56.99
96109.08 | -56.82
96112.1 | -56.63
96115.11 | -56.67
96118.12 | -56.76
96121.13 | -56.68
96124.14 | -56.86
96127.15 | -57.22
96130.17 | -56.74
96133.18 | -56.6
96136.19 | -56.88
96139.2 | -56.76
96142.21 | -56.51
96145.22 | -56.57
96148.24 | -56.88
96151.25 | -56.92
96154.26 | -56.6
96157.27 | -56.85
96160.28 | -56.74
96163.29 | -56.61
96166.31 | -56.97
96169.32 | -57.05
96172.33 | -56.74
96175.34 | -56.76
96178.35 | -56.88
96181.36 | -56.98
96184.37 | -56.8
96187.39 | -56.66
96190.4 | -56.7
96193.41 | -56.77
96196.42 | -56.82
96199.43 | -57.02
96202.44 | -57.25
96205.46 | -57.23
96208.47 | -57.38
96211.48 | -57.01
96214.49 | -56.93
96217.5 | -57.22
96220.51 | -57.34
96223.53 | -57.59
96226.54 | -57.44
96229.55 | -57.17
96232.56 | -57.29
96235.57 | -57.22
96238.58 | -57.2
96241.6 | -57.25
96244.61 | -57.16
96247.62 | -57.12
96250.63 | -57.07
96253.64 | -57.07
96256.65 | -57.19
96259.66 | -57.04
96262.68 | -57.05
96265.69 | -57.28
96268.7 | -57.25
96271.71 | -57.3
96274.72 | -57.32
96277.73 | -57.31
96280.75 | -57.46
96283.76 | -57.24
96286.77 | -57.23
96289.78 | -57.36
96292.79 | -57.18
96295.8 | -57.22
96298.82 | -57.33
96301.83 | -57.44
96304.84 | -57.43
96307.85 | -57.45
96310.86 | -57.58
96313.87 | -57.62
96316.89 | -57.52
96319.9 | -57.48
96322.91 | -57.59
96325.92 | -57.52
96328.93 | -57.61
96331.94 | -57.53
96334.95 | -57.73
96337.97 | -57.83
96340.98 | -57.68
96343.99 | -57.76
96347 | -57.71
96350.01 | -57.7
96353.02 | -57.43
96356.04 | -57.6
96359.05 | -57.63
96362.06 | -57.79
96365.07 | -57.94
96368.08 | -57.85
96371.09 | -57.77
96374.11 | -57.57
96377.12 | -57.72
96380.13 | -57.47
96383.14 | -57.55
96386.15 | -57.84
96389.16 | -57.96
96392.17 | -57.95
96395.19 | -57.84
96398.2 | -57.6
96401.21 | -57.63
96404.22 | -57.91
96407.23 | -57.98
96410.24 | -58.1
96413.26 | -57.92
96416.27 | -57.82
96419.28 | -57.96
96422.29 | -57.86
96425.3 | -57.89
96428.31 | -57.6
96431.33 | -57.82
96434.34 | -58.02
96437.35 | -58.16
96440.36 | -58.09
96443.37 | -58.4
96446.38 | -58.46
96449.4 | -58.2
96452.41 | -58.05
96455.42 | -58.06
96458.43 | -58.13
96461.44 | -57.96
96464.45 | -58.16
96467.46 | -58.36
96470.48 | -58.1
96473.49 | -58.03
96476.5 | -58.08
96479.51 | -57.91
96482.52 | -58.14
96485.53 | -58.17
96488.55 | -58.02
96491.56 | -58.07
96494.57 | -58.26
96497.58 | -58.27
96500.59 | -58.36
96503.6 | -58.34
96506.62 | -58.51
96509.63 | -58.39
96512.64 | -58.24
96515.65 | -58
96518.66 | -58.14
96521.67 | -58.02
96524.69 | -57.89
96527.7 | -58.19
96530.71 | -58.46
96533.72 | -58.38
96536.73 | -58.37
96539.74 | -58.33
96542.75 | -58.24
96545.77 | -58.2
96548.78 | -58.24
96551.79 | -58.25
96554.8 | -58.25
96557.81 | -58.59
96560.82 | -58.74
96563.84 | -58.64
96566.85 | -58.66
96569.86 | -58.47
96572.87 | -58.46
96575.88 | -58.59
96578.89 | -58.6
96581.91 | -58.8
96584.92 | -58.87
96587.93 | -58.88
96590.94 | -58.61
96593.95 | -58.66
96596.96 | -58.62
96599.98 | -58.52
96602.99 | -58.79
96606 | -59.09
96609.01 | -58.86
96612.02 | -58.73
96615.03 | -58.94
96618.04 | -58.88
96621.06 | -58.51
96624.07 | -58.76
96627.08 | -58.89
96630.09 | -58.97
96633.1 | -58.82
96636.11 | -58.83
96639.13 | -58.99
96642.14 | -58.79
96645.15 | -58.56
96648.16 | -58.82
96651.17 | -58.94
96654.18 | -58.79
96657.2 | -58.77
96660.21 | -58.71
96663.22 | -58.86
96666.23 | -58.99
96669.24 | -58.96
96672.25 | -58.78
96675.27 | -58.96
96678.28 | -59.14
96681.29 | -59.29
96684.3 | -59.17
96687.31 | -59.1
96690.32 | -59.11
96693.33 | -59.14
96696.35 | -59.13
96699.36 | -59.24
96702.37 | -59.63
96705.38 | -59.57
96708.39 | -59.14
96711.4 | -59.17
96714.42 | -59.15
96717.43 | -59.15
96720.44 | -59
96723.45 | -59.06
96726.46 | -59.3
96729.47 | -59.27
96732.49 | -59.18
96735.5 | -59.39
96738.51 | -59.53
96741.52 | -59.23
96744.53 | -59.08
96747.54 | -59.33
96750.55 | -59.7
96753.57 | -59.73
96756.58 | -59.49
96759.59 | -59.29
96762.6 | -59.13
96765.61 | -59.19
96768.62 | -59.36
96771.64 | -59.42
96774.65 | -59.73
96777.66 | -59.43
96780.67 | -59.49
96783.68 | -59.67
96786.69 | -59.27
96789.71 | -59.23
96792.72 | -59.36
96795.73 | -59.48
96798.74 | -59.61
96801.75 | -59.69
96804.76 | -59.67
96807.78 | -59.73
96810.79 | -59.85
96813.8 | -59.71
96816.81 | -59.6
96819.82 | -59.56
96822.83 | -59.38
96825.84 | -59.6
96828.86 | -59.83
96831.87 | -59.73
96834.88 | -59.69
96837.89 | -59.7
96840.9 | -59.73
96843.91 | -59.77
96846.93 | -59.85
96849.94 | -60.14
96852.95 | -60.05
96855.96 | -59.74
96858.97 | -59.85
96861.98 | -60.11
96865 | -60.02
96868.01 | -59.96
96871.02 | -60.01
96874.03 | -60.05
96877.04 | -60.02
96880.05 | -59.89
96883.07 | -59.79
96886.08 | -59.77
96889.09 | -60.04
96892.1 | -60.17
96895.11 | -59.98
96898.12 | -60.1
96901.13 | -60.51
96904.15 | -60.14
96907.16 | -60.01
96910.17 | -60.11
96913.18 | -60.11
96916.19 | -60.04
96919.2 | -60.06
96922.22 | -60.06
96925.23 | -60.28
96928.24 | -60.42
96931.25 | -60.35
96934.26 | -60.35
96937.27 | -60.19
96940.29 | -60.02
96943.3 | -60.38
96946.31 | -60.6
96949.32 | -60.38
96952.33 | -60.55
96955.34 | -60.47
96958.36 | -60.43
96961.37 | -60.24
96964.38 | -60.32
96967.39 | -60.42
96970.4 | -60.27
96973.41 | -60.35
96976.42 | -60.26
96979.44 | -60.52
96982.45 | -60.65
96985.46 | -60.6
96988.47 | -60.43
96991.48 | -60.35
96994.49 | -60.65
96997.51 | -60.74
97000.52 | -60.57
97003.53 | -60.48
97006.54 | -60.14
97009.55 | -60.54
97012.56 | -60.78
97015.58 | -60.61
97018.59 | -60.92
97021.6 | -60.93
97024.61 | -60.71
97027.62 | -60.77
97030.63 | -60.73
97033.65 | -60.59
97036.66 | -60.49
97039.67 | -60.76
97042.68 | -61.04
97045.69 | -60.99
97048.7 | -60.77
97051.71 | -60.55
97054.73 | -60.67
97057.74 | -60.75
97060.75 | -60.76
97063.76 | -60.89
97066.77 | -60.88
97069.78 | -60.97
97072.8 | -60.95
97075.81 | -60.78
97078.82 | -60.63
97081.83 | -60.59
97084.84 | -60.73
97087.85 | -61
97090.87 | -61.13
97093.88 | -61.1
97096.89 | -61.38
97099.9 | -61.41
97102.91 | -61.16
97105.92 | -61.06
97108.93 | -61.03
97111.95 | -61.4
97114.96 | -61.66
97117.97 | -61.3
97120.98 | -61.21
97123.99 | -61.37
97127 | -61.35
97130.02 | -61.48
97133.03 | -61.52
97136.04 | -61.34
97139.05 | -61.44
97142.06 | -61.48
97145.07 | -61.3
97148.09 | -61.3
97151.1 | -61.54
97154.11 | -61.39
97157.12 | -61.35
97160.13 | -61.52
97163.14 | -61.43
97166.16 | -61.51
97169.17 | -61.65
97172.18 | -61.57
97175.19 | -61.32
97178.2 | -61.41
97181.21 | -61.64
97184.22 | -61.59
97187.24 | -61.45
97190.25 | -61.61
97193.26 | -61.6
97196.27 | -61.74
97199.28 | -61.88
97202.29 | -61.76
97205.31 | -61.58
97208.32 | -61.69
97211.33 | -61.96
97214.34 | -61.97
97217.35 | -61.82
97220.36 | -61.65
97223.38 | -61.64
97226.39 | -61.9
97229.4 | -62.08
97232.41 | -61.96
97235.42 | -61.94
97238.43 | -62.06
97241.45 | -62.09
97244.46 | -62.02
97247.47 | -61.81
97250.48 | -62.1
97253.49 | -62.2
97256.5 | -62.09
97259.51 | -62.18
97262.53 | -62.26
97265.54 | -61.95
97268.55 | -61.84
97271.56 | -62.05
97274.57 | -61.93
97277.58 | -62.15
97280.6 | -62.44
97283.61 | -62.21
97286.62 | -62.21
97289.63 | -62.11
97292.64 | -61.99
97295.65 | -61.94
97298.67 | -62.02
97301.68 | -62.09
97304.69 | -62.39
97307.7 | -62.48
97310.71 | -62.37
97313.72 | -62.13
97316.74 | -62.16
97319.75 | -62.16
97322.76 | -62.32
97325.77 | -62.47
97328.78 | -62.27
97331.79 | -62.42
97334.8 | -62.49
97337.82 | -62.47
97340.83 | -62.64
97343.84 | -62.48
97346.85 | -62.56
97349.86 | -62.48
97352.87 | -62.39
97355.89 | -62.55
97358.9 | -62.79
97361.91 | -62.77
97364.92 | -62.73
97367.93 | -62.48
97370.94 | -62.58
97373.96 | -62.68
97376.97 | -62.94
97379.98 | -63.11
97382.99 | -63.04
97386 | -62.73
97389.01 | -62.48
97392.03 | -62.72
97395.04 | -62.8
97398.05 | -62.96
97401.06 | -63.08
97404.07 | -63.26
97407.08 | -63.25
97410.09 | -62.99
97413.11 | -62.58
97416.12 | -62.53
97419.13 | -62.68
97422.14 | -63
97425.15 | -63.26
97428.16 | -63.67
97431.18 | -63.5
97434.19 | -63.27
97437.2 | -63.08
97440.21 | -63.03
97443.22 | -63.08
97446.23 | -63.21
97449.25 | -63.46
97452.26 | -63.32
97455.27 | -63.3
97458.28 | -63.37
97461.29 | -63.29
97464.3 | -63.17
97467.31 | -63.22
97470.33 | -63.26
97473.34 | -63.54
97476.35 | -63.53
97479.36 | -63.76
97482.37 | -63.46
97485.38 | -63.37
97488.4 | -63.49
97491.41 | -63.25
97494.42 | -63.36
97497.43 | -63.88
97500.44 | -64.03
97503.45 | -63.79
97506.47 | -63.98
97509.48 | -63.8
97512.49 | -63.52
97515.5 | -63.4
97518.51 | -63.41
97521.52 | -63.68
97524.54 | -63.89
97527.55 | -63.9
97530.56 | -63.87
97533.57 | -63.91
97536.58 | -63.97
97539.59 | -63.66
97542.6 | -63.6
97545.62 | -63.79
97548.63 | -63.99
97551.64 | -64.06
97554.65 | -64.06
97557.66 | -63.95
97560.67 | -63.8
97563.69 | -63.64
97566.7 | -63.89
97569.71 | -64.17
97572.72 | -64.02
97575.73 | -64.24
97578.74 | -64.56
97581.76 | -64.22
97584.77 | -63.65
97587.78 | -63.71
97590.79 | -64.11
97593.8 | -64.41
97596.81 | -64.49
97599.83 | -64.56
97602.84 | -64.48
97605.85 | -64.15
97608.86 | -63.91
97611.87 | -64.31
97614.88 | -64.4
97617.89 | -64.54
97620.91 | -64.72
97623.92 | -64.57
97626.93 | -64.41
97629.94 | -64.24
97632.95 | -64.27
97635.96 | -64.36
97638.98 | -64.51
97641.99 | -64.57
97645 | -64.69
97648.01 | -64.93
97651.02 | -64.94
97654.03 | -64.76
97657.05 | -64.63
97660.06 | -64.65
97663.07 | -64.54
97666.08 | -64.65
97669.09 | -64.73
97672.1 | -64.82
97675.12 | -64.87
97678.13 | -64.77
97681.14 | -64.65
97684.15 | -64.95
97687.16 | -65.16
97690.17 | -65.43
97693.18 | -65.39
97696.2 | -65.04
97699.21 | -65.11
97702.22 | -65.29
97705.23 | -65.23
97708.24 | -65.1
97711.25 | -65.14
97714.27 | -65.43
97717.28 | -65.75
97720.29 | -65.57
97723.3 | -65.46
97726.31 | -65.26
97729.32 | -65.09
97732.34 | -65.22
97735.35 | -65.27
97738.36 | -65.53
97741.37 | -65.47
97744.38 | -65.74
97747.39 | -65.62
97750.41 | -65.35
97753.42 | -65.35
97756.43 | -65.35
97759.44 | -65.48
97762.45 | -65.76
97765.46 | -66.31
97768.47 | -66.25
97771.49 | -65.89
97774.5 | -65.75
97777.51 | -65.67
97780.52 | -65.64
97783.53 | -65.7
97786.54 | -65.74
97789.56 | -66.14
97792.57 | -66.21
97795.58 | -66.02
97798.59 | -66.03
97801.6 | -65.83
97804.61 | -65.66
97807.63 | -65.9
97810.64 | -66.36
97813.65 | -66.37
97816.66 | -66.27
97819.67 | -66.05
97822.68 | -65.89
97825.69 | -65.69
97828.71 | -65.8
97831.72 | -65.96
97834.73 | -66.25
97837.74 | -66.91
97840.75 | -66.89
97843.76 | -66.56
97846.78 | -66.33
97849.79 | -66.12
97852.8 | -66.08
97855.81 | -66.19
97858.82 | -66.31
97861.83 | -66.6
97864.85 | -66.96
97867.86 | -66.64
97870.87 | -66.46
97873.88 | -66.4
97876.89 | -66.29
97879.9 | -66.32
97882.92 | -66.45
97885.93 | -66.87
97888.94 | -67.23
97891.95 | -66.85
97894.96 | -66.5
97897.97 | -66.42
97900.98 | -66.53
97904 | -66.78
97907.01 | -67
97910.02 | -67.29
97913.03 | -67.32
97916.04 | -67.04
97919.05 | -66.84
97922.07 | -66.49
97925.08 | -66.5
97928.09 | -66.93
97931.1 | -67.26
97934.11 | -67.71
97937.12 | -67.8
97940.14 | -67.59
97943.15 | -67.23
97946.16 | -67.12
97949.17 | -67.14
97952.18 | -67.11
97955.19 | -67.38
97958.21 | -67.86
97961.22 | -67.94
97964.23 | -67.63
97967.24 | -67.43
97970.25 | -67.15
97973.26 | -66.96
97976.27 | -67.34
97979.29 | -67.92
97982.3 | -68.11
97985.31 | -68.23
97988.32 | -67.69
97991.33 | -67.56
97994.34 | -67.38
97997.36 | -67.27
98000.37 | -67.44
98003.38 | -67.83
98006.39 | -68.28
98009.4 | -68.54
98012.41 | -68.52
98015.43 | -68.01
98018.44 | -67.64
98021.45 | -67.59
98024.46 | -67.6
98027.47 | -68.13
98030.48 | -68.6
98033.5 | -68.67
98036.51 | -68.63
98039.52 | -68.33
98042.53 | -67.74
98045.54 | -67.48
98048.55 | -67.73
98051.56 | -68.39
98054.58 | -68.7
98057.59 | -68.87
98060.6 | -69.06
98063.61 | -68.53
98066.62 | -68.08
98069.63 | -68.08
98072.65 | -68.37
98075.66 | -68.92
98078.67 | -69.03
98081.68 | -69.31
98084.69 | -69.13
98087.7 | -68.83
98090.72 | -68.51
98093.73 | -68.3
98096.74 | -68.58
98099.75 | -69.04
98102.76 | -69.48
98105.77 | -69.68
98108.79 | -69.36
98111.8 | -68.88
98114.81 | -68.5
98117.82 | -68.5
98120.83 | -68.75
98123.84 | -69.11
98126.85 | -69.72
98129.87 | -69.96
98132.88 | -69.89
98135.89 | -69.28
98138.9 | -68.58
98141.91 | -68.45
98144.92 | -69.03
98147.94 | -69.54
98150.95 | -69.94
98153.96 | -70.05
98156.97 | -69.92
98159.98 | -69.67
98162.99 | -69.16
98166.01 | -68.94
98169.02 | -69.3
98172.03 | -69.94
98175.04 | -70.45
98178.05 | -70.76
98181.06 | -70.12
98184.07 | -69.56
98187.09 | -69.18
98190.1 | -69.05
98193.11 | -69.47
98196.12 | -70.2
98199.13 | -70.55
98202.14 | -70.69
98205.16 | -70.65
98208.17 | -70.08
98211.18 | -69.5
98214.19 | -69.32
98217.2 | -69.53
98220.21 | -70.11
98223.23 | -70.88
98226.24 | -71.21
98229.25 | -70.73
98232.26 | -70.12
98235.27 | -69.6
98238.28 | -69.46
98241.3 | -69.98
98244.31 | -70.8
98247.32 | -71.45
98250.33 | -71.52
98253.34 | -71.42
98256.35 | -70.5
98259.36 | -70.02
98262.38 | -69.82
98265.39 | -70.22
98268.4 | -71.08
98271.41 | -71.79
98274.42 | -71.95
98277.43 | -71.6
98280.45 | -70.8
98283.46 | -70.24
98286.47 | -70.18
98289.48 | -70.56
98292.49 | -71.21
98295.5 | -71.9
98298.52 | -72.2
98301.53 | -71.92
98304.54 | -71.22
98307.55 | -70.66
98310.56 | -70.42
98313.57 | -70.79
98316.59 | -71.46
98319.6 | -72.46
98322.61 | -72.77
98325.62 | -72.12
98328.63 | -71.13
98331.64 | -70.56
98334.65 | -70.49
98337.67 | -70.85
98340.68 | -71.81
98343.69 | -72.86
98346.7 | -73.23
98349.71 | -72.67
98352.72 | -71.7
98355.74 | -71.12
98358.75 | -70.97
98361.76 | -71.26
98364.77 | -72.07
98367.78 | -73.4
98370.79 | -73.85
98373.81 | -73.04
98376.82 | -71.81
98379.83 | -71.09
98382.84 | -70.83
98385.85 | -71.49
98388.86 | -72.73
98391.88 | -73.76
98394.89 | -74.14
98397.9 | -73.8
98400.91 | -72.72
98403.92 | -71.68
98406.93 | -71.26
98409.94 | -71.8
98412.96 | -72.91
98415.97 | -74.16
98418.98 | -74.7
98421.99 | -74.09
98425 | -72.64
98428.01 | -71.64
98431.03 | -71.5
98434.04 | -71.95
98437.05 | -72.95
98440.06 | -74.53
98443.07 | -75.12
98446.08 | -74.11
98449.1 | -72.73
98452.11 | -71.94
98455.12 | -71.79
98458.13 | -72.08
98461.14 | -73.31
98464.15 | -74.94
98467.17 | -75.38
98470.18 | -74.43
98473.19 | -73.22
98476.2 | -72.32
98479.21 | -71.91
98482.22 | -72.28
98485.23 | -73.49
98488.25 | -75.27
98491.26 | -76.03
98494.27 | -75.04
98497.28 | -73.63
98500.29 | -72.43
98503.3 | -71.97
98506.32 | -72.6
98509.33 | -73.96
98512.34 | -75.66
98515.35 | -76.38
98518.36 | -75.09
98521.37 | -73.51
98524.39 | -72.56
98527.4 | -72.16
98530.41 | -72.55
98533.42 | -73.85
98536.43 | -76.02
98539.44 | -76.87
98542.45 | -75.59
98545.47 | -73.97
98548.48 | -72.66
98551.49 | -72.44
98554.5 | -72.85
98557.51 | -74.19
98560.52 | -76.23
98563.54 | -77.04
98566.55 | -75.83
98569.56 | -74.05
98572.57 | -72.78
98575.58 | -72.36
98578.59 | -72.88
98581.61 | -74.33
98584.62 | -76.15
98587.63 | -77.32
98590.64 | -76.2
98593.65 | -74.22
98596.66 | -72.92
98599.68 | -72.65
98602.69 | -73.16
98605.7 | -74.5
98608.71 | -76.57
98611.72 | -77.8
98614.73 | -76.3
98617.74 | -74.38
98620.76 | -73.1
98623.77 | -72.64
98626.78 | -73.21
98629.79 | -74.49
98632.8 | -76.7
98635.81 | -78.14
98638.83 | -76.83
98641.84 | -74.58
98644.85 | -73.16
98647.86 | -72.72
98650.87 | -73.22
98653.88 | -74.65
98656.9 | -77.18
98659.91 | -78.33
98662.92 | -76.54
98665.93 | -74.55
98668.94 | -73.19
98671.95 | -72.54
98674.97 | -72.5
98677.98 | -73.23
98680.99 | -74.16
100000 | -75